## Sheet
id | Name | Code | Country | Type | Category | Scope | Manufacturer | Model_Number | Part_Number | Applicability | Minimum_Stock_Level
1299 | Connector Accessories,Fiber Connector Plug,1413Fi |  | Qatar |  | Telecom |  | Huawei PowerCube | 14990224 | 14990224 |  | 4.0000
1 | Optical Transceiver,eSFP,1310nm,1.25Gb/s-9.5--ATN |  | Qatar |  |  |  |  | 34060290 | 34060290
2 | OPTICAL TRANSCEIVE- HUAWEI PRODUCT |  | Qatar |  |  |  |  | 34060365 | 34060365
3 | Opt SFP 1000Base-SX with bail latch - 9500 MPR |  | Qatar |  |  |  |  | 3CC50167AA | 3CC50167AA
4 | Opt SFP 1000Base-LX with bail latch |  | Qatar |  |  |  |  | 3CC50168AA | 3CC50168AA
5 | COUPLER 3DB 15 GHZ ODU300 |  | Qatar |  |  |  |  | 3CC58016AA | 3CC58016AA
6 | MPR Memmory E 27D-510 |  | Qatar |  |  |  |  | 3DB18912AC | 3DB18912AC
7 | MPT-HC V2 11GHz 530/490 1P/1 |  | Qatar |  |  |  |  | 3DB20547BA | 3DB20547BA
8 | OPTO TRX SFP S-1.1 DDM |  | Qatar |  |  |  |  | 1AB194670004 | 1AB194670004
9 | OPTO TRX SFP S-1.1 DDM -40/+85 |  | Qatar |  |  |  |  | 1AB194670007 | 1AB194670007
10 | SFP- HUAWEI |  | Qatar |  |  |  |  | 34060327 | 34060327
11 | ISA-ES1 8FE BOARD |  | Qatar |  |  |  |  | 3AL98128AC | 3AL98128AC
12 | 9400 AWY, 64Mb IDU 32Mb 4QAM SW KEY |  | Qatar |  |  |  |  | 3DB16083AD | 3DB16083AD
13 | SFP - GIGE SX SFP OPT MOD - LC - 7750 SR |  | Qatar |  |  |  |  | 3HE00027AA | 3HE00027AA
14 | SFP - GIGE LX SFP OPT MOD - LC - 7450 ESS |  | Qatar |  |  |  |  | 3HE00028AA | 3HE00028AA
15 | SFP GIGE LX LC ROHS 6/6 DDM 40/85C |  | Qatar |  |  |  |  | 3HE00028CA | 3HE00028CA
16 | SFP - GIGE ZX - LC ROHS 6 6 DDM -40 85C |  | Qatar |  |  |  |  | 3HE00029CA | 3HE00029CA
17 | SFP OC 3 STM-1 IR-1 R6-6 DDM 40-85C |  | Qatar |  |  |  |  | 3HE00035CA | 3HE00035CA
18 | SFP - GIGE EX - LC ROHS 6/6 DDM -40/85C - 7750 SR |  | Qatar |  |  |  |  | 3HE00867CA | 3HE00867CA
19 | SFP - GIGE EZX - LC ROHS 6/6 DDM -40/85C - 7750 SR |  | Qatar |  |  |  |  | 3HE01389CA | 3HE01389CA
20 | XFP - 10GE ZR - LC ROHS 6/6 0/70C - 7750 SR |  | Qatar |  |  |  |  | 3HE01545CA | 3HE01545CA
21 | Connector RJ45 cat 5E |  | Qatar |  |  |  |  | 1AB074610027 | 1AB074610027
22 | OPTO TRX SFP 1.25GBE SX DDM -40/+85 |  | Qatar |  |  |  |  | 1AB187280045 | 1AB187280045
23 | Twin Triplexer 900/1800/UMTS,Din Female |  | Qatar |  |  |  |  | 1AF23056AA | 1AF23056AA
24 | OPTICAL FIBER: LC TO LC 50M SM - SF |  | Qatar |  |  |  |  | 300988276 | 300988276
25 | FIBER 5M SM LC TO LC |  | Qatar |  |  |  |  | 3CC52078AA | 3CC52078AA
26 | FIBER 10M SM LC TO LC |  | Qatar |  |  |  |  | 3CC52079AA | 3CC52079AA
27 | Fiber 10m SM LC-SC |  | Qatar |  |  |  |  | 3CC52086AA | 3CC52086AA
28 | Cord SCSI68 16E1 Distr. male 120Ohms 2m |  | Qatar |  |  |  |  | 3CC52133AA | 3CC52133AA
29 | 220m Preassembled fiber cord LC-LC/Q-XC0 |  | Qatar |  |  |  |  | 3CC52170BH | 3CC52170BH
30 | 1.0/2.3 SYNCH PROTECTION (2.048-5-10MHZ) |  | Qatar |  |  |  |  | 3DB18204AA | 3DB18204AA
31 | MPT-MC 11GHz 530-490 1/1P |  | Qatar |  |  |  |  | 3DB20874AC | 3DB20874AC
32 | MPT-MC 11GHz 530-490 1P/1 |  | Qatar |  |  |  |  | 3DB20876AC | 3DB20876AC
33 | Optical fiber LC-LC 2SM 50m |  | Qatar |  |  |  |  | 849122247 | 849122247
34 | 23 Inch Mounting Ear assembly for 1U Box Platform- |  | Qatar |  |  |  |  | 02230GRS | 02230GRS
35 | 1U Box Universal Necessary Auxiliary Materials-ATN |  | Qatar |  |  |  |  | 02230HRK | 02230HRK
36 | 1U Box Power Cable Package(Includes 10m Power-ATN |  | Qatar |  |  |  |  | 02230HSP | 02230HSP
37 | PRRU3901 for LTE 1800M |  | Qatar |  |  |  |  | 02310VHR | 02310VHR
38 | ATN 910I 12G System,DC,4GE/FE-ATN ( 02310VLN ) |  | Qatar |  |  |  |  | 02310VLN | 02310VLN
39 | FUSE |  | Qatar |  |  |  |  | 027-386009-001 | 027-386009-001
40 | CONNECTOR LOCK |  | Qatar |  |  |  |  | 1AB036130008S | 1AB036130008S
41 | TRX 1-64.1 XFP 5/70C |  | Qatar |  |  |  |  | 1AB214540001 | 1AB214540001
42 | SIMPLEX JUMPER (2.350M) - ETSI - SM FOR |  | Qatar |  |  |  |  | 1AB215120050 | 1AB215120050
43 | ALU SFP GBE LX -40/+85 |  | Qatar |  |  |  |  | 1AB376720002 | 1AB376720002
44 | OPTICAL PATCH CORD |  | Qatar |  |  |  |  | 1AB413830001 | 1AB413830001
45 | TIE WRAP, 9X350 POLY .12 |  | Qatar |  |  |  |  | 1AD012980002 | 1AD012980002
46 | LABELS KIT FOR INDOOR FEEDER IDENTIFICATION (1x 2) |  | Qatar |  |  |  |  | 1AD019600003 | 1AD019600003
47 | CLAMP*45-125mm* |  | Qatar |  |  |  |  | 1AD026350003 | 1AD026350003
48 | PS:CABINET P8C RECTIF 37.5A FP2 UP TO 8 |  | Qatar |  |  |  |  | 1AF11597AA | 1AF11597AA
49 | G4 First maintenance spare set (MP60/ |  | Qatar |  |  |  |  | 1AF14076AA | 1AF14076AA
50 | 1830 PDU-ETSI |  | Qatar |  |  |  |  | 1AF17443AA | 1AF17443AA
51 | MD12AC OUT POWER CABINET_12KW CAPACITY_A |  | Qatar |  |  |  |  | 1AF26703AC | 1AF26703AC
52 | BATTERY STRING MONITOR |  | Qatar |  |  |  |  | 1AF28984AA | 1AF28984AA
53 | 10102815SP,áCompressor Rely |  | Qatar |  |  |  |  | 20687 | 20687
54 | KIT-XFP DUMMY PLUG KIT-1X4 |  | Qatar |  |  |  |  | 3AG33752AA | 3AG33752AA
55 | SWPL-1830PSS-OCS R5.0.0 |  | Qatar |  |  |  |  | 3AG34043AA | 3AG34043AA
56 | CONTROL AND GENERAL 1/F |  | Qatar |  |  |  |  | 3AL78830AE | 3AL78830AE
57 | T_BUS/2 |  | Qatar |  |  |  |  | 3AL79088AC | 3AL79088AC
58 | EXTRACTORS KIT |  | Qatar |  |  |  |  | 3AL79497AA | 3AL79497AA
59 | Kit adattatore 19/21 |  | Qatar |  |  |  |  | 3AL80372AA | 3AL80372AA
60 | SFP EXTRACTOR |  | Qatar |  |  |  |  | 3AL81728AA | 3AL81728AA
61 | DC/DC CONV. STEP UP 1850TSS 3.5KW ETSI |  | Qatar |  |  |  |  | 3AL89590AG | 3AL89590AG
62 | EQUIPMENT CONTROLLER TSS-320 / TSS-160 |  | Qatar |  |  |  |  | 3AL92110AC | 3AL92110AC
63 | 1850 TSS-320, 3AL92151AA, RSA- Shelf (TSS/320) |  | Qatar |  |  |  |  | 3AL92151AA | 3AL92151AA
64 | FULL SLOT DUMMY PLATE ANSI/ETSI |  | Qatar |  |  |  |  | 3AL92154AB | 3AL92154AB
65 | 1/2 SLOT DUMMY PLATE ANSI/ETSI |  | Qatar |  |  |  |  | 3AL92156AB | 3AL92156AB
66 | FEMALE*8X2M*120ohm*20m |  | Qatar |  |  |  |  | 3AL97093AG | 3AL97093AG
67 | SSY-63X2MB/S P.120 |  | Qatar |  |  |  |  | 3AL98035AA | 3AL98035AA
68 | SSY-ES1-8FE |  | Qatar |  |  |  |  | 3AL98128AB-D | 3AL98128AB-D
69 | GENTRU DUMMY COVER |  | Qatar |  |  |  |  | 3AN51356AC | 3AN51356AC
70 | POLE TWO METERS |  | Qatar |  |  |  |  | 3BK08191AA | 3BK08191AA
71 | FIX TOWER WITH DEPORT |  | Qatar |  |  |  |  | 3BK08195AA | 3BK08195AA
72 | COUPLER 10 DB 13/15 GHZ |  | Qatar |  |  |  |  | 3CC13472AB | 3CC13472AB
73 | 18/23/25 GHZ 10DB COUPLER |  | Qatar |  |  |  |  | 3CC13473AB | 3CC13473AB
74 | CABLE |  | Qatar |  |  |  |  | 3CC52116AA | 3CC52116AA
75 | LSY NEW TRANSCEIVER SPARE PARTS |  | Qatar |  |  |  |  | 3DB04400AB | 3DB04400AB
76 | FAN2U |  | Qatar |  |  |  |  | 3DB18134BB | 3DB18134BB
77 | Modem300 |  | Qatar |  |  |  |  | 3DB18136AE | 3DB18136AE
78 | SSY-CONGI |  | Qatar |  |  |  |  | 3DB18326AC | 3DB18326AC
79 | 8-slot shelf |  | Qatar |  |  |  |  | 3DB18485AA | 3DB18485AA
80 | ODU 64MB-V2 15GHZ 490 1P/1 |  | Qatar |  |  |  |  | 3DB21408AA | 3DB21408AA
81 | ODU 64MB-V2 23GHZ 1008 1/1P |  | Qatar |  |  |  |  | 3DB21414AA | 3DB21414AA
82 | ODU64MB-V2 23GHZ 1008 2PL2 |  | Qatar |  |  |  |  | 3DB21417AA | 3DB21417AA
83 | EXC 002 IDC |  | Qatar |  |  |  |  | 3DB23002AA | 3DB23002AA
84 | EXD-152-001 (DAC 155O) |  | Qatar |  |  |  |  | 3DB23011AA | 3DB23011AA
85 | EAH-15-0490-011 ODU300V2 15GHZ(475490) |  | Qatar |  |  |  |  | 3DB23039AE | 3DB23039AE
86 | 7549 PACKET&CONTROL PAC |  | Qatar |  |  |  |  | 3EM22580AA | 3EM22580AA
87 | SST |  | Qatar |  |  |  |  | 3EM22582AA | 3EM22582AA
88 | SFP GIGE SX LC ROHS 6/6 DDM 40-85C |  | Qatar |  |  |  |  | 3HE00027CA | 3HE00027CA
89 | XFP - 10GE LR - LC ROHS 6/6 0/70C |  | Qatar |  |  |  |  | 3HE00564CA | 3HE00564CA
90 | PACKET MICROWAVE CARD (-48/+24VDC) |  | Qatar |  |  |  |  | 3HE02782AA | 3HE02782AA
91 | MDA 4 PT OC 3 STM-1 CES MDA |  | Qatar |  |  |  |  | 3HE03079AA | 3HE03079AA
92 | 32 PORT T1/E1 RJ45 PANEL |  | Qatar |  |  |  |  | 3HE03394AA | 3HE03394AA
93 | T1/E1 CABLE FOR DISTRIBUTION PANEL 1M |  | Qatar |  |  |  |  | 3HE03397AA | 3HE03397AA
94 | T1/E1 CABLE OPEN ENDESD 30M |  | Qatar |  |  |  |  | 3HE03399AB | 3HE03399AB
95 | POWER CABLE (4M) / 3HE03400AA |  | Qatar |  |  |  |  | 3HE0400AA | 3HE0400AA
96 | FAN MODULE FOR SAR-18- PBF |  | Qatar |  |  |  |  | 3HE04993AA | 3HE04993AA
97 | SAR 8 SHELF V2 |  | Qatar |  |  |  |  | 3HE06791AA | 3HE06791AA
98 | 9712-LROC-DC -2G:1S -3G:D4 -C:5 |  | Qatar |  |  |  |  | 3SV29000AZ | 3SV29000AZ
99 | CLC2 CHANNELIZED 4 PORT CARD (600-00-5046 OLD PN) |  | Qatar |  |  |  |  | 68-3830-01 | 68-3830-01
100 | CLAMP 10 |  | Qatar |  |  |  |  | 7543493 | 7543493
101 | Optical Coupler 4-way 6HP 1310+1550 |  | Qatar |  |  |  |  | 7578409-00 | 7578409-00
102 | Termination 200w 70-3000MHz N Female |  | Qatar |  |  |  |  | 7651928-00 | 7651928-00
103 | DISK DRIVE 300GB T 1G H2U - TOSHIBA |  | Qatar |  |  |  |  | 849154323 | 849154323
104 | 1850 TSS-320 DIR.SHIP.STANDARD |  | Qatar |  |  |  |  | 8DG03332AA | 8DG03332AA
105 | POWER 3.5KW TSS-320 ANSI/ETSI |  | Qatar |  |  |  |  | 8DG07990AA | 8DG07990AA
106 | 10X1GE PACKET MODULE SYNCH ETH 1S |  | Qatar |  |  |  |  | 8DG08051AB | 8DG08051AB
107 | UPPER BAFFLE UNIT ETSI |  | Qatar |  |  |  |  | 8DG08844AA | 8DG08844AA
108 | SWPL-1850TSS-320 R.5.1.36 |  | Qatar |  |  |  |  | 8DG09947AF | 8DG09947AF
109 | OMNISTACK 6124 24 PORT |  | Qatar |  |  |  |  | 90208910 | 90208910
110 | CONTROL PANEL |  | Qatar |  |  |  |  | 99980148 | 99980148
111 | BELLCOE AIR FILTER ASSEMBLY |  | Qatar |  |  |  |  | A0778937 | A0778937
112 | ACCESSORIES-BOX |  | Qatar |  |  |  |  | ACCESSORIES-BOX | ACCESSORIES-BOX
113 | 15dB AIR DIRECTIONAL COUPLER 698 2700 N |  | Qatar |  |  |  |  | C-15-CPUSE-N-A16 | C-15-CPUSE-N-A16
114 | STRATEX COUPLER 15GHZ 3DB |  | Qatar |  |  |  |  | C0315-SE1 | C0315-SE1
115 | FP2 48V 16KW 400V+N SPD BD OD |  | Qatar |  |  |  |  | C20844.012 | C20844.012
116 | ADAPTOR STRAIGHT N MALE - N MALE |  | Qatar |  |  |  |  | CA-NMNM | CA-NMNM
117 | DISMANTLE - BATTERIES 180AH 12V AGM (EACHES)W/O KI |  | Qatar |  |  |  |  | D-1AF21912AA-WOK | D-1AF21912AA-WOK
118 | DUMMY FRONT BOARD |  | Qatar |  |  |  |  | DUMMY-FRONT-BOARD | DUMMY-FRONT-BOARD
119 | E1 AISAI CONTROL SWITCH - NEW |  | Qatar |  |  |  |  | FOM-FE1-M2-52-SSC-00D | FOM-FE1-M2-52-SSC-00D
120 | WINDOWS VISTA BUSINESS OEMAct - MINI TOWER - YASSE |  | Qatar |  |  |  |  | GC758AV | GC758AV
121 | MOD: LLPCM DBTS6100 |  | Qatar |  |  |  |  | NTUM850CM | NTUM850CM
122 | I2 01 21 XT 60WA 1XC XCCM PCM - INCOMPLETE |  | Qatar |  |  |  |  | NTYD0680-INC | NTYD0680-INC
123 | OPTICAL FIBER CABLE- 20 M |  | Qatar |  |  |  |  | P-LC-LC-9D2YTL-20 | P-LC-LC-9D2YTL-20
124 | SAINTRONIC - ENS TRINGLE PORTE MB01 1125-su408 |  | Qatar |  |  |  |  | SA05M1002098 | SA05M1002098
125 | SERVO MOTOR 48VDC - STULZC |  | Qatar |  |  |  |  | SERVO48 | SERVO48
126 | STEEL STRING |  | Qatar |  |  |  |  | STEEL STRING | STEEL STRING
127 | MISCLENIOUS TOWER ACCESSORIES |  | Qatar |  |  |  |  | TOWER-ACCESSORIES | TOWER-ACCESSORIES
128 | Optical fiber LC-LC 1SM 50m |  | Qatar |  |  |  |  | 849122262 | 849122262
129 | 1670 SM, , E3 256MB Flash Card (-40/+85)-EDM FLASH |  | Qatar |  |  |  |  | 1AB176340002 | 1AB176340002
130 | MSS-1 9500 MPR (MPR Memory V1SA-410 PN: 3DB18922AB |  | Qatar |  |  |  |  | 3DB19015AA | 3DB19015AA
131 | 2P OC3/STM1 CHANNELIZED ADAPTER CARD |  | Qatar |  |  |  |  | 3HE03127AA | 3HE03127AA
132 | MULTISERVICE PACKET MODULE (1S) - 1850 TSS-320- PO |  | Qatar |  |  |  |  | 8DG08226AA | 8DG08226AA
133 | FUJITSU VISTA LAPTOP (SUREPAY)- MR. YASSER |  | Qatar |  |  |  |  | CP335632-01 | CP335632-01
134 | Power Distribution Box,Outdoor&Indoor Type,WD2E5DC |  | Qatar |  |  |  |  | 02120731 | 02120731
135 | RRU 3268 for LTE 800 M |  | Qatar |  |  |  |  | 02310QDG | 02310QDG
136 | RRU3839 for WCDMA 2100M (2*60W) |  | Qatar |  |  |  |  | 02310TQF | 02310TQF
137 | Universal Baseband Processing Unit d6 |  | Qatar |  |  |  |  | 03022HEM | 03022HEM
138 | EL TRX SFP 1000BASE-T |  | Qatar |  |  |  |  | 1AB359780001 | 1AB359780001
139 | OC3/STM1 APD ULH SFP (1510NM) |  | Qatar |  |  |  |  | 1AB373120002 | 1AB373120002
140 | ALU XFP S-64.2B/10GBE BASE-E |  | Qatar |  |  |  |  | 1AB375380003 | 1AB375380003
141 | ALU XFP I-64.1/10GBE BASE-L |  | Qatar |  |  |  |  | 1AB375380013 | 1AB375380013
142 | ALU SFP I-16.1 -40/+85 |  | Qatar |  |  |  |  | 1AB376370001 | 1AB376370001
143 | 4xSTM-1 OPTIC./ ELECT.PORT/1 |  | Qatar |  |  |  |  | 3AL78821BA | 3AL78821BA
144 | EQUICOE |  | Qatar |  |  |  |  | 3AL78836AB | 3AL78836AB
145 | RSA-1678MCC SHELF |  | Qatar |  |  |  |  | 3AL8224AC | 3AL8224AC
146 | S-1.1 OPTICAL INTERFACE LC CONNECTOR |  | Qatar |  |  |  |  | 3AL91790AA | 3AL91790AA
147 | FAN CONTROL BOARD 9100 |  | Qatar |  |  |  |  | 3BK07202AB | 3BK07202AB
148 | RMXA18 - MC-RRH 2PAx40-18 |  | Qatar |  |  |  |  | 3BK28776AA | 3BK28776AA
149 | MCIS-PC RAMSES |  | Qatar |  |  |  |  | 3BW9708FS | 3BW9708FS
150 | NBRZAL BOARD ROUZIC 1HDD 147G 8GB MEMORY |  | Qatar |  |  |  |  | 3CM02859AL | 3CM02859AL
151 | SAPDUAA PDU FOR RACK |  | Qatar |  |  |  |  | 3CM02902AA | 3CM02902AA
152 | SFT300AA FAN TRAY TOP |  | Qatar |  |  |  |  | 3CM03109AA | 3CM03109AA
153 | MODEM LH-STM1-1WST |  | Qatar |  |  |  |  | 3DB02136AA | 3DB02136AA
154 | 3DB18125AB, sub-rack, 8-slot shelf |  | Qatar |  |  |  |  | 3DB18125AB | 3DB18125AB
155 | Modem 300 |  | Qatar |  |  |  |  | 3DB18136AC | 3DB18136AC
156 | ETHERNET ACCESS SWITCH |  | Qatar |  |  |  |  | 3DB18206AC | 3DB18206AC
157 | FAN1 Module |  | Qatar |  |  |  |  | 3DB18218AD | 3DB18218AD
158 | FUNCTIONAL PBA UPGRADED |  | Qatar |  |  |  |  | 3DB18326AB | 3DB18326AB
159 | MPR subrack 8 slot clei code |  | Qatar |  |  |  |  | 3DB18485AB | 3DB18485AB
160 | 16 PORT T1/E1 ASAP CARD |  | Qatar |  |  |  |  | 3DB18602AA | 3DB18602AA
161 | MSS-1c |  | Qatar |  |  |  |  | 3DB18613BA | 3DB18613BA
162 | MPT-HC V2 15GHz 490 1P/1 |  | Qatar |  |  |  |  | 3DB20427BA | 3DB20427BA
163 | MPT-MC 15GHz 490 1/1P |  | Qatar |  |  |  |  | 3DB20826AA | 3DB20826AA
164 | ODU 64MB-V2 15GHZ 490 1/1P |  | Qatar |  |  |  |  | 3DB21406AA | 3DB21406AA
165 | EXF-002 (FAN) |  | Qatar |  |  |  |  | 3DB23004AA | 3DB23004AA
166 | Node Controller Card v2 |  | Qatar |  |  |  |  | 3DB23005AB | 3DB23005AB
167 | EAH15-0490-012,490MHz,14893-15124,H |  | Qatar |  |  |  |  | 3DB23039HF | 3DB23039HF
168 | EAH-23-1008-021 ODU300V2 23GHZ(1008) |  | Qatar |  |  |  |  | 3DB23044AC | 3DB23044AC
169 | EAH23-1008-011,1008MHz,21952-22312,L |  | Qatar |  |  |  |  | 3DB23044HA | 3DB23044HA
170 | EAH23-1008-021,1008MHz,22232-22592,L |  | Qatar |  |  |  |  | 3DB23044HC | 3DB23044HC
171 | EAH23-1008-022,1008MHz,23240-23600,H |  | Qatar |  |  |  |  | 3DB23044HF | 3DB23044HF
172 | MSS-1c FAN |  | Qatar |  |  |  |  | 3DB77002AA | 3DB77002AA
173 | 7549 Echo Server Module |  | Qatar |  |  |  |  | 3EM22585AA | 3EM22585AA
174 | 7549 VOICE SERVER-8B VS-8B UPGRADED IN |  | Qatar |  |  |  |  | 3EM22587AA | 3EM22587AA
175 | SFP GE SX MM 850NM DUPLEX LC 550M (7DB) |  | Qatar |  |  |  |  | 3FE25773AA | 3FE25773AA
176 | SFP GE EX SM 1310nm Duplex LC 40km(18dB) |  | Qatar |  |  |  |  | 3FE25775AA | 3FE25775AA
177 | FPBA-NGLT-A |  | Qatar |  |  |  |  | 3FE64279AA | 3FE64279AA
178 | 1000Base-BX10-D C-SFP |  | Qatar |  |  |  |  | 3FE65106AA | 3FE65106AA
179 | FGLT-A 16p GPON LT |  | Qatar |  |  |  |  | 3FE66721AB | 3FE66721AB
180 | SFP - OC-3/STM-1 SFP OPT MOD MM - LC |  | Qatar |  |  |  |  | 3HE00034AA | 3HE00034AA
181 | XFP - 10GE ER - LC ROHS 6 6 0 70C |  | Qatar |  |  |  |  | 3HE00876CA | 3HE00876CA
182 | SAR-8 SHELF |  | Qatar |  |  |  |  | 3HE02773AA | 3HE02773AA
183 | CONTROL SWITCH MODULE (CSM) |  | Qatar |  |  |  |  | 3HE02774AA | 3HE02774AA
184 | GPON MODULE -7705 SAR-M -ME |  | Qatar |  |  |  |  | 3HE05126AA | 3HE05126AA
185 | 7705 AC POWER CONVERTER PIGTAIL -O-RING |  | Qatar |  |  |  |  | 3HE05837BA | 3HE05837BA
186 | MICROWAVE ANTENNA |  | Qatar |  |  |  |  | 52431103 | 52431103
187 | DC POWER FILTER (50A) W/ V MONITORING |  | Qatar |  |  |  |  | 8DG59242BB | 8DG59242BB
188 | 44 CHANNEL OPTICAL MUX/DEMUX |  | Qatar |  |  |  |  | 8DG59248AA | 8DG59248AA
189 | STATIC FILTER DWDM 8 CHANNEL (A VARIANT) |  | Qatar |  |  |  |  | 8DG60210AA | 8DG60210AA
190 | AMPLIFIER, 23DB POWER, VARIABLE GAIN, C- |  | Qatar |  |  |  |  | 8DG60242AA | 8DG60242AA
191 | DIGITAL BACKPLANE ASSY IND2 |  | Qatar |  |  |  |  | NTBY72CF | NTBY72CF
192 | 40G Fabric Module |  | Qatar |  |  |  |  | NTHR16GA | NTHR16GA
193 | RECTIFIER SHELF UCPS W DDU |  | Qatar |  |  |  |  | NTN066AA | NTN066AA
194 | (ETSI ONLY) 1678MCC SHELF |  | Qatar |  |  |  |  | 3AL81224AC | 3AL81224AC
195 | 9400 AWY,3DB16098AA,PBA Enhanced Data Ethernet plu |  | Qatar |  |  |  |  | 3DB16098AA | 3DB16098AA
196 | Power Entry Module-KWAM000PEM00 |  | Qatar |  |  |  |  | 02120532 | 02120532
197 | CGA Frame Fan Box(KWAM000FFB00) |  | Qatar |  |  |  |  | 02120540 | 02120540
198 | TP4860H Installation Accessory Kit, Rectifier Sp |  | Qatar |  |  |  |  | 02230TEH | 02230TEH
199 | R4830G1-30A 55degC/25A 60degC High Efficiency Rect |  | Qatar |  |  |  |  | 02310DTR | 02310DTR
200 | 600G SAS HD-CN2M600GSS |  | Qatar |  |  |  |  | 02310UEX | 02310UEX
201 | Disk Enclosure Expanding Module,without Disk-DAE12 |  | Qatar |  |  |  |  | 02359053 | 02359053
202 | 2000GB 7.2K RPM NL SAS Disk Unit3.5 -NLSAS2T-7.2K- |  | Qatar |  |  |  |  | 02359091 | 02359091
203 | S5500T Controller Enclosure2U,2.5,Dual Ctrl,DC,16G |  | Qatar |  |  |  |  | 0235G7K6 | 0235G7K6
204 | S5500T Controller Enclosure2U,3.5,Du-S5500T-2C8G-0 |  | Qatar |  |  |  |  | 0235G7KB | 0235G7KB
205 | Shelf Data Module-KWAD000SDM00 |  | Qatar |  |  |  |  | 03030DJB | 03030DJB
206 | Interface Cell-AE3DICGEFC00 |  | Qatar |  |  |  |  | 03054099 | 03054099
207 | Interface Cell-WM1DICGEFC00 |  | Qatar |  |  |  |  | 03054676 | 03054676
208 | 1AB196360005TRANSCEIVER OPTO TRX SFP S4.1 DDM 40/+ |  | Qatar |  |  |  |  | 1AB196360005 | 1AB196360005
209 | Heavy maintenance set for MP60 |  | Qatar |  |  |  |  | 1AF14077AA | 1AF14077AA
210 | PSU:Battery Enersys 4x12V-155FS |  | Qatar |  |  |  |  | 1AF17534AA | 1AF17534AA
211 | SOC-CS27.ANT CABLE SET OUTDOOR |  | Qatar |  |  |  |  | 3BK27357AA | 3BK27357AA
212 | SUMX ABIS PORT CABLE |  | Qatar |  |  |  |  | 3BK28905AB | 3BK28905AB
213 | DUMMY XCEM |  | Qatar |  |  |  |  | 3JR08052AA | 3JR08052AA
214 | POWER CABLE 70MM BLUE |  | Qatar |  |  |  |  | 3JR30049AB | 3JR30049AB
215 | 1X50XMM2 POWER CABLE LSZH PVC FREE BLUE |  | Qatar |  |  |  |  | 3JR30054AD | 3JR30054AD
216 | 1X50MM2 POWER CABLE LSZH PVC FREE BLACK |  | Qatar |  |  |  |  | 3JR30054AE | 3JR30054AE
217 | KIT,PSS-36 SHELF COVER& SHELF |  | Qatar |  |  |  |  | 3KC19190AB | 3KC19190AB
218 | ISA - 7x50 Multiservice ISA |  | Qatar |  |  |  |  | 3HE04922AA | 3HE04922AA
219 | VERTICAL BAR 2206 MM (EA) |  | Qatar |  |  |  |  | 1AD028460001 | 1AD028460001
220 | PANEL/790-960/2X1710-2170//1710-2690/65 |  | Qatar |  |  |  |  | 1AF27575AAAA | 1AF27575AAAA
221 | KEY BOARD - SUN - YASSER |  | Qatar |  |  |  |  | 320-1365-03 | 320-1365-03
222 | MOUSE |  | Qatar |  |  |  |  | 323614-001 | 323614-001
223 | BTS-9100-OUT-MBO2E-0,0,0TRX900-INCOMPLETE |  | Qatar |  |  |  |  | 3BK16833ANCB-INC | 3BK16833ANCB-INC
224 | PUIT-STB4*BATFRAME2M*Eltek Energy |  | Qatar |  |  |  |  | 3BK26752AAAA | 3BK26752AAAA
225 | CS29-CS SNAP MC-TRX |  | Qatar |  |  |  |  | 3BK28057AA | 3BK28057AA
226 | 1 dac9 fan box |  | Qatar |  |  |  |  | 3BK28062AAAA | 3BK28062AAAA
227 | MA-Assembly LRID Compact Cabinet |  | Qatar |  |  |  |  | 3BK63205AA | 3BK63205AA
228 | BBU 3910 BOX |  | Qatar |  |  |  |  | 02310VTE | 02310VTE
229 | RRU3959 for Multi-mode 900M (2*60W) |  | Qatar |  |  |  |  | 02311BPD | 02311BPD
230 | RRU3959 for Multi-mode 1800MHz (2*60W) |  | Qatar |  |  |  |  | 02311BYE | 02311BYE
231 | Universal Baseband Radio Interface Board (6 CPRI I |  | Qatar |  |  |  |  | 03022ACJ | 03022ACJ
232 | Universal Main Processing & Transmission Unit (4 E |  | Qatar |  |  |  |  | 03054887 | 03054887
233 | Optical transceiver,eSFP,1310nm,1.25Gb/s,-9~-3dBm, |  | Qatar |  |  |  |  | 34060473 | 34060473
234 | MICROWAVE ODU RTN |  | Qatar |  |  |  |  | 52413137 | 52413137
235 | Power unit |  | Qatar |  |  |  |  | 04101108194 | 04101108194
236 | Battery 180Ah - AGM (PCS) |  | Qatar |  |  |  |  | 1AF21912AA | 1AF21912AA
237 | NGLT-C 8p GPON LT |  | Qatar |  |  |  |  | 3FE67301AA | 3FE67301AA
238 | RRU3939 for Multi-mode 1800MHz |  | Qatar |  |  |  |  | 02310SSQ | 02310SSQ
239 | OMNI SWITCH 48 PORT |  | Qatar |  |  |  |  | 902548-90 | 902548-90
240 | Microwave Antenna,A11D06HAC,11G,600mm,HP,Dual Pola |  | Qatar |  |  |  |  | 52431372 | 52431372
241 | N/A |  | Qatar |  |  |  |  | 3KC19145AA | 3KC19145AA
242 | BLUE COAT |  | Qatar |  |  |  |  | 090-02781 | 090-02781
243 | SARF-F (-48V) FIXED CONFIG |  | Qatar |  |  |  |  | 3HE02777AA | 3HE02777AA
244 | Microwave Outdoor Unit,RTN XMC,23G,-2,1008MHz,Sub |  | Qatar |  |  |  |  | 52412478 | 52412478
245 | MDA - 7750 SR 4-PT CH OC3/STM1 ASAP SFP |  | Qatar |  |  |  |  | 3HE01364AA | 3HE01364AA
246 | Waveguide |  | Qatar |  |  |  |  | 1AF02958AB | 1AF02958AB
247 | MICROWAVE ODU,RTN XMC,11G,-2H,530/520MHz |  | Qatar |  |  |  |  | 52413716 | 52413716
248 | MICROWAVE ANTENNA,A11D09HAC,11G,900MM |  | Qatar |  |  |  |  | 52431373 | 52431373
249 | MICROWAVE ANTENNA,A11D12HAC,11G,1200MM |  | Qatar |  |  |  |  | 52431374 | 52431374
250 | MICROWAVE ANTENNA,A15DO9HAC,15G,600MM |  | Qatar |  |  |  |  | 52431382 | 52431382
251 | A23D12HAC |  | Qatar |  |  |  |  | 52431394 | 52431394
252 | OPTO TRX SFP L-4.1 DDM -40/+85 |  | Qatar |  |  |  |  | 1AB196360006 | 1AB196360006
253 | SL-16.2O |  | Qatar |  |  |  |  | 1AB373120001 | 1AB373120001
254 | P2XGE |  | Qatar |  |  |  |  | 3AG24476AAXX | 3AG24476AAXX
255 | PSF3T8 |  | Qatar |  |  |  |  | 3AG33008AC | 3AG33008AC
256 | XFP P1L1-2D2 |  | Qatar |  |  |  |  | 8DG15432AAXX | 8DG15432AAXX
257 | RRU3929 for Multi-Mode 900MHz EGSM |  | Qatar |  |  |  |  | 02310CJW | 02310CJW
258 | SAR-M WITH 7 GIGE, -48/+24 VDC |  | Qatar |  |  |  |  | 3HE05653AA | 3HE05653AA
259 | Microwave Antenna,A11S03HAC,11G,300mm,HP,Single Po |  | Qatar |  |  |  |  | 52431547 | 52431547
260 | SFP - GIGE BASE-T RJ45 R6/6 DDM -40/85C- 7750 SR |  | Qatar |  |  |  |  | 3HE00062CB | 3HE00062CB
261 | SF/CPM - 7450 ESS SFM3-12 |  | Qatar |  |  |  |  | 3HE03618AA | 3HE03618AA
262 | CYNTH16 |  | Qatar |  |  |  |  | 3AL98038AD | 3AL98038AD
263 | COMPACT FLASH CARD 7750 OS V8.0 R1 |  | Qatar |  |  |  |  | 3HE00177JAA | 3HE00177JAA
264 | COMPACT FLASH CARD SPI 7710 SR OS V8.0 R6 |  | Qatar |  |  |  |  | 3HE01556JAA | 3HE01556JAA
265 | COMPACT FLASH CARD 2GB |  | Qatar |  |  |  |  | ALCCF2GM1UI-OTT | ALCCF2GM1UI-OTT
266 | 2GB DDR2 DIMM, 533 MHz, RoHS:Y(For T2000 |  | Qatar |  |  |  |  | 370-6209 | 370-6209
267 | 300GB - 10000 RPM - SAS Disk (For T5440) |  | Qatar |  |  |  |  | 390-0487 | 390-0487
268 | 4GB DDR2-667/PC2-5300 1.8V FBDIMM (For T |  | Qatar |  |  |  |  | 501-7954 | 501-7954
269 | 4GB DDR2-667/PC2-5300 1.5V DIMM (For T54 |  | Qatar |  |  |  |  | 511-1152 | 511-1152
270 | 146GB, 10K SAS(For T2000) |  | Qatar |  |  |  |  | 540-7866 | 540-7866
271 | SHORT JUMPER (155MM) - VOA APPLICATION |  | Qatar |  |  |  |  | 1AB215120076 | 1AB215120076
272 | DUPLEX JUMPER (10M) - ETSI - SM |  | Qatar |  |  |  |  | 1AB215120083 | 1AB215120083
273 | Function Module,HERT BBU,WD2BBBUD,HERT BBU Box |  | Qatar |  |  |  |  | 02310WYG | 02310WYG
274 | Ethernet Cable with RJ.5 and RJ45 connectors (6M) |  | Qatar |  |  |  |  | 3HE09411AA | 3HE09411AA
275 | HP BL460C Gen9 BLADE 128GB, 2X1.2TB HD. |  | Qatar |  |  |  |  | 3BW39801AF | 3BW39801AF
276 | XFP - 10GE LR - LC ROHS 6/6 -40/85C |  | Qatar |  |  |  |  | 3HE05831CA | 3HE05831CA
277 | CF - 4GB COMPACT FLASH |  | Qatar |  |  |  |  | 3HE04707AA | 3HE04707AA
278 | SF/CPM -7750 SR SFM3-12 |  | Qatar |  |  |  |  | 3HE03617AA | 3HE03617AA
279 | MPT access plug-in |  | Qatar |  |  |  |  | 3DB18634AB | 3DB18634AB
280 | DC Power Distribution Unit |  | Qatar |  |  |  |  | 02120688 | 02120688
281 | IF/ODU INSTALLATIO |  | Qatar |  |  |  |  | 02230CJP | 02230CJP
282 | Patch Cord Accessories of Double IF (5D) |  | Qatar |  |  |  |  | 02231RQM | 02231RQM
283 | PDU Suit for 19'Rack |  | Qatar |  |  |  |  | 02237863 | 02237863
284 | RTN 600 IFX Board Delivery Accessories |  | Qatar |  |  |  |  | 02238083 | 02238083
285 | 16mm^2 Rack Earthing cable Set |  | Qatar |  |  |  |  | 02238798 | 02238798
286 | RTN 905 Basal Configuration 4*GE(RJ45)+2*GE(SFP)+1 |  | Qatar |  |  |  |  | 02310YCJ | 02310YCJ
287 | Versatile Dual IF Board |  | Qatar |  |  |  |  | 03022VHK | 03022VHK
288 | Single Cable,Straight Through Cable,3.00m,MP8-I,CC |  | Qatar |  |  |  |  | 04027102 | 04027102
289 | Power Cable,10m,4mm^2,2*TB2PIN-I+4*T4^2GY,H07Z-K-4 |  | Qatar |  |  |  |  | 04150591 | 04150591
290 | Patch cord-LC/PC-LC/PC-Single mode-G.652D-2mm-5m-P |  | Qatar |  |  |  |  | 14130195 | 14130195
291 | Optical adapter-2LC/PC-2LC/PC-Blue-Square-SC packi |  | Qatar |  |  |  |  | 14130199 | 14130199
292 | Patch Cord,LC/UPC,LC/UPC,Single-mode,30m,G.657A2,2 |  | Qatar |  |  |  |  | 14130671 | 14130671
293 | 19" Open rack 2.0m |  | Qatar |  |  |  |  | 21020281 | 21020281
294 | 19" Open Rack Mount Kit in Cement Floor |  | Qatar |  |  |  |  | 21150505 | 21150505
295 | ODU Separate Mounting Bracket |  | Qatar |  |  |  |  | 21150661 | 21150661
296 | Twistflex Hanger (15G~42G) |  | Qatar |  |  |  |  | 21150668 | 21150668
297 | Separate Mounting Bracket,Pole installation Kit,Mi |  | Qatar |  |  |  |  | 21150756 | 21150756
298 | Twistflex Hanger 6G~13G |  | Qatar |  |  |  |  | 21150785 | 21150785
299 | Microwave Antenna,A11S12HAC,11G,1200mm,HP,Single P |  | Qatar |  |  |  |  | 52431104 | 52431104
300 | Microwave Antenna,A15S12HAC,15G,1200mm,HP,Single P |  | Qatar |  |  |  |  | 52431112 | 52431112
301 | Microwave Antenna,A11D12HS,11G,1200mm,HP,Dual Pola |  | Qatar |  |  |  |  | 52431170 | 52431170
302 | Microwave Antenna,A15D06HS,15G,600mm,HP,Dual Polar |  | Qatar |  |  |  |  | 52431176 | 52431176
303 | Microwave Antenna,A23D06HS,23G,600mm,HP,Dual Polar |  | Qatar |  |  |  |  | 52431184 | 52431184
304 | Microwave Antenna,A15D09HAC,15G,900mm,HP,Dual Pola |  | Qatar |  |  |  |  | 52431383 | 52431383
305 | Microwave Antenna,A15D12HAC,15G,1200mm,HP,Dual Pol |  | Qatar |  |  |  |  | 52431384 | 52431384
306 | 23 G dual polarization with OMT 600mm |  | Qatar |  |  |  |  | 52431391 | 52431391
307 | A23 D06 HAC |  | Qatar |  |  |  |  | 52431392 | 52431392
308 | Microwave Antenna,A23D09HAC,23G,900mm,HP,Dual Pola |  | Qatar |  |  |  |  | 52431393 | 52431393
309 | Microwave Antenna,A15S03HAC,15G,300mm,HP,Single Po |  | Qatar |  |  |  |  | 52431557 | 52431557
310 | Microwave Antenna,A15S06HAC,15G,600mm,HP,Single Po |  | Qatar |  |  |  |  | 52431558 | 52431558
311 | Microwave Antenna,A23S06HAC,23G,600mm,HP,Single Po |  | Qatar |  |  |  |  | 52431568 | 52431568
312 | Microwave Accessory,Flexible Waveguide,15G,0.9m,PB |  | Qatar |  |  |  |  | 52440610 | 52440610
313 | Microwave Accessory,Flexible waveguide,15G,0.6m,PB |  | Qatar |  |  |  |  | 52440755 | 52440755
314 | 18&23&26G-0.6M-PBR220 |  | Qatar |  |  |  |  | 52440756 | 52440756
315 | SUN MICRO SYSTEMS |  | Qatar |  |  |  |  | 4485578-57 | 4485578-57
316 | CISCO |  | Qatar |  |  |  |  | 452788 | 452788
317 | HP |  | Qatar |  |  |  |  | 458345-421 | 458345-421
318 | FOUNDRY NETWORKS FWS 624 |  | Qatar |  |  |  |  | 46455-202c | 46455-202c
319 | IBM |  | Qatar |  |  |  |  | 794732G | 794732G
320 | BROCADE |  | Qatar |  |  |  |  | 80-1001543-03 | 80-1001543-03
321 | FAN BOX-HERT MPE,WD2E9FAN,FAN 02D,Ver.D |  | Qatar |  |  |  |  | 02120734 | 02120734
322 | Embedded DDF Box (120ohm,8E1) |  | Qatar |  |  |  |  | 02081422 | 02081422
323 | APM30H (Ver.D,-48VDC,TMC11H,DBS3900) |  | Qatar |  |  |  |  | 02113783 | 02113783
324 | 2U Fan Module |  | Qatar |  |  |  |  | 02120577 | 02120577
325 | Fan Box(PARCb) |  | Qatar |  |  |  |  | 02120662 | 02120662
326 | HERT MPE,WD2MUFAN03C,Fan Unit |  | Qatar |  |  |  |  | 02120725 | 02120725
327 | FAN 01C,Ver.D |  | Qatar |  |  |  |  | 02120736 | 02120736
328 | For APM30H Support 15RRU |  | Qatar |  |  |  |  | 02231KEH | 02231KEH
329 | DBS 1/2" SuperFlexible Cable,Antenna Feeder Access |  | Qatar |  |  |  |  | 02234854 | 02234854
330 | RRU3262 for LTE 2600M (2*60W) |  | Qatar |  |  |  |  | 02310NVU | 02310NVU
331 | MRRU V3 for Multi-mode 2100MHz 2T4R |  | Qatar |  |  |  |  | 02310PPY | 02310PPY
332 | Distributed Remote Head DRH3909A(900M,-48VDC,1T2R) |  | Qatar |  |  |  |  | 02310QDS | 02310QDS
333 | Distributed Remote Head DRH3921B(2100M,-48VDC,2T2R |  | Qatar |  |  |  |  | 02310QLU | 02310QLU
334 | Distributed Remote Head DRH3926A(2600M,-48VDC,2T2R |  | Qatar |  |  |  |  | 02310QLV | 02310QLV
335 | MRRU V3 for Multi-mode 1800MHz 2T2R |  | Qatar |  |  |  |  | 02310QRC | 02310QRC
336 | Distributed Remote Head DRH3980A(DD800,-48VDC,2T2R |  | Qatar |  |  |  |  | 02310SUU | 02310SUU
337 | Distributed Remote Head DRH3918B(1800M,-48VDC,2T2R |  | Qatar |  |  |  |  | 02310SUV | 02310SUV
338 | RRU3826 for WCDMA 2100MHz (80W) |  | Qatar |  |  |  |  | 02310UPA | 02310UPA
339 | RHUB3908 |  | Qatar |  |  |  |  | 02310UXU | 02310UXU
340 | pRRU Multi-Mode Radio Unit |  | Qatar |  |  |  |  | 02310VHQ | 02310VHQ
341 | pRRU3901 for Multi-Mode (1800M LTE + WiFi) |  | Qatar |  |  |  |  | 02310YXQ | 02310YXQ
342 | RRU3959 for Multi-mode 900MHz (2*60W) |  | Qatar |  |  |  |  | 02311AHG | 02311AHG
343 | RU3952m for Multi-mode 2100MHz |  | Qatar |  |  |  |  | 02311EKS | 02311EKS
344 | MRFU V6 for Multi-Mode 1800MHz (1*80W) |  | Qatar |  |  |  |  | 02311EVR | 02311EVR
345 | MRFU V6 for Multi-Mode 900MHz EGSM (1*80W) |  | Qatar |  |  |  |  | 02311HKM | 02311HKM
346 | WRFUa V6 for WCDMA 2100MHz (1*100W) |  | Qatar |  |  |  |  | 02311HKQ | 02311HKQ
347 | Universal Environment Interface control Unit |  | Qatar |  |  |  |  | 02315639 | 02315639
348 | Power and Environment interface Unit(-48V) |  | Qatar |  |  |  |  | 02319897 | 02319897
349 | DC Power Distribution Cabinet ODM06D-2 |  | Qatar |  |  |  |  | 02400606 | 02400606
350 | RF Interface Unit With DD800 |  | Qatar |  |  |  |  | 03022BAJ | 03022BAJ
351 | Digital Control Unit |  | Qatar |  |  |  |  | 03022FER | 03022FER
352 | RF Interface Unit With 2100M |  | Qatar |  |  |  |  | 03022JGC | 03022JGC
353 | RF Interface Unit With 1800M |  | Qatar |  |  |  |  | 03022JGD | 03022JGD
354 | RF Interface Unit With 900M |  | Qatar |  |  |  |  | 03022JGE | 03022JGE
355 | Main Control and Transport unit(4E1&1 electrical F |  | Qatar |  |  |  |  | 03030LPM | 03030LPM
356 | Signal Cable,Shielded Straight Through Cable,10m,M |  | Qatar |  |  |  |  | 04070012 | 04070012
357 | RF Cable,3m,DIN50SM-II,COAX50-8.7/3.55,DIN50SM-II, |  | Qatar |  |  |  |  | 04130066 | 04130066
358 | RF Cable,6m,DIN50SM-II,COAX50-8.7/3.55,DIN50SM-II, |  | Qatar |  |  |  |  | 04130068 | 04130068
359 | Optical Cable Parts,DLC/UPC,2FC/UPC,single mode,20 |  | Qatar |  |  |  |  | 14130505 | 14130505
360 | Optical Cable Parts,DLC/PC,DLC/PC,Multi-mode,30m,2 |  | Qatar |  |  |  |  | 14130618 | 14130618
361 | Optical Cable Parts,DLC/UPC,2LC/UPC,single mode,20 |  | Qatar |  |  |  |  | 14130777 | 14130777
362 | Brace for ODM/OFD |  | Qatar |  |  |  |  | 21240659 | 21240659
363 | Cable Fixing Clamp,6 Runs(2x3 stacks),C Type Brack |  | Qatar |  |  |  |  | 27150086 | 27150086
364 | Omnidirectonal Indoor Antenna |  | Qatar |  |  |  |  | 80010137 | 80010137
365 | Installation Parts for ETSI Cabinet |  | Qatar |  |  |  |  | 02237974 | 02237974
366 | IF/ODU Installation Accessories(1/2 inch) |  | Qatar |  |  |  |  | 02238084 | 02238084
367 | Microwave Antenna,A11S09HAC,11G,900mm,HP,Single Po |  | Qatar |  |  |  |  | 52431144 | 52431144
368 | Microwave Antenna,A15S09HAC,15G,900mm,HP,Single Po |  | Qatar |  |  |  |  | 52431149 | 52431149
369 | Microwave Antenna,A11D09HS,11G,900mm,HP,Dual Polar |  | Qatar |  |  |  |  | 52431169 | 52431169
370 | Microwave Antenna,A11S06HAC,11G,600mm,HP,Single Po |  | Qatar |  |  |  |  | 52431548 | 52431548
371 | Microwave Antenna,A23S03HAC,23G,300mm,HP,Single Po |  | Qatar |  |  |  |  | 52431567 | 52431567
372 | MALBAN SWITCH |  | Qatar |  |  |  |  | 3CM02660AA | 3CM02660AA
373 | HERT BBU,WD2BBBUC,HERT BBU Box |  | Qatar |  |  |  |  | 02112722 | 02112722
374 | VIPRION LOCAL TRAFFIC MANAGER(CHASSIS WITH 4X SLOT |  | Qatar |  |  |  |  | F5-VPR-LTM-2400-AC | F5-VPR-LTM-2400-AC
375 | VIPRION 2250 BLADE(64GB MEMORY,SSD,4X QDFP + PORTS |  | Qatar |  |  |  |  | F5-VPR-LTM-B2250 | F5-VPR-LTM-B2250
376 | CON*F*6*STRAIGHT WIRE FEMALE-WIRS*SN*6.8 |  | Qatar |  |  |  |  | 1AB249480001 | 1AB249480001
377 | XGLC 1-PORT 10 GIGABIT ETHERNET LINE CARD |  | Qatar |  |  |  |  | 68-3835-03 | 68-3835-03
378 | Manufactured Board,Versatile IF Board |  | Qatar |  |  |  |  | 03021PFK | 03021PFK
379 | Site Materials Kit,IDU Required Delivery Accessory |  | Qatar |  |  |  |  | 02239645 | 02239645
380 | Power Cable, 10m,2.5mm^2.TB4PIN+4*T 2.5^2BL |  | Qatar |  |  |  |  | 04150323 | 04150323
381 | RTN 950A Basal Configuration 4*GE(RJ45)+2*GE(SFP)+ |  | Qatar |  |  |  |  | 02311DEN | 02311DEN
382 | ALU XFP I-64.1/10GBE BASE-L/10G FC/8.5G |  | Qatar |  |  |  |  | 1AB375380009 | 1AB375380009
383 | Controller Enclosure(2U,2.5",Dual Ctrl,DC,16GB |  | Qatar |  |  |  |  | 02359066 | 02359066
384 | BTS3911E 1800M+2100M Built in Antenna |  | Qatar |  |  |  |  | 02311BJS | 02311BJS
385 | NBSHMC ATCAV2_ShMC |  | Qatar |  |  |  |  | 3CM02418AA | 3CM02418AA
386 | SFP - OC-3/STM-1 SFP OPTIC MOD IR-17750 SR |  | Qatar |  |  |  |  | 3HE00035AA | 3HE00035AA
387 | MDA - 7750 SR 16-PT ATM OC3C SFP |  | Qatar |  |  |  |  | 3HE00074AA | 3HE00074AA
388 | 7750 SR IOM 2 LINE CARD 20G |  | Qatar |  |  |  |  | 3HE01473AA | 3HE01473AA
389 | MP60 |  | Qatar |  |  |  |  | B0536297000 | B0536297000
390 | EAH15-0490-011 490MHZ 14403-14634L |  | Qatar |  |  |  |  | 3DB23039HE | 3DB23039HE
391 | Manufactured Board,TP483000D,EN21FCBA01,AC filter |  | Qatar |  |  |  |  | 03021VJB | 03021VJB
392 | RMC1600 Windows Server 2008 with MC88 |  | Qatar |  |  |  |  | CP-7627572-0008 | CP-7627572-0008
393 | Patch cord-LC/UPC-LC/UPC-Single mode-G.652D-2mm-70 |  | Qatar |  |  |  |  | 14130943 | 14130943
394 | ALU XFP I-64.1/10GBE BASE-L -40/+85 |  | Qatar |  |  |  |  | 1AB375380007 | 1AB375380007
395 | ODU 64MV-V2 23GHZ 1008 1P/1 |  | Qatar |  |  |  |  | 3DB21416AA | 3DB21416AA
396 | Assembly Cabinet,Optix RTN950A,SLFB1CASE,Assembly |  | Qatar |  |  |  |  | 02113821 | 02113821
397 | Function Module,pRRU3911,WD6MXAAD6AJ0,LampSite(TX9 |  | Qatar |  |  |  |  | 02311JDH | 02311JDH
398 | Analog Temp sensor Danfos UT73-060H1102 |  | Qatar |  |  |  |  | UT 73 THERMOSTAT | UT 73 THERMOSTAT
399 | IMM 7x50 12-PT 10GE MultiCore SFP+ L3BQ |  | Qatar |  |  |  |  | 3HE07158BA | 3HE07158BA
400 | 08DB ATTENUATOR |  | Qatar |  |  |  |  | 1AB371240001 | 1AB371240001
401 | E2000-APC to E2000-APC // 1 Meter 3 NOS |  | Qatar |  |  |  |  | CP-E2000-APC to E2000-APC | CP-E2000-APC to E2000-APC
402 | XFP - 10GE ER OPT MOD - LC |  | Qatar |  |  |  |  | 3HE00876AA | 3HE00876AA
403 | Power Cable,Britain AC Power Cable 250V10A,3.0m,PG |  | Qatar |  |  |  |  | 04040890 | 04040890
404 | Single Cable, RF Cable,2.2m,SMA50AM-IV,SYV50-2.2/0 |  | Qatar |  |  |  |  | 04047637 | 04047637
405 | Coaxial Connector,BNC,75ohm,Straight/Plug, Male,Ma |  | Qatar |  |  |  |  | 14040213 | 14040213
406 | Cable connector - D model - 9PIN - female - weldin |  | Qatar |  |  |  |  | 14060031 | 14060031
407 | Cable connector - D model - 9PIN - black plastic s |  | Qatar |  |  |  |  | 14060034 | 14060034
408 | Cable Connector,D Connector,9PIN,Male Connector,Ca |  | Qatar |  |  |  |  | 14060036 | 14060036
409 | Network Interface Connector,8Bit 8Pin,Crystal Plug |  | Qatar |  |  |  |  | 14080082 | 14080082
410 | Optical adapter-LC/PC-LC/PC-Blue-Shell:Plastic-Sle |  | Qatar |  |  |  |  | 14130248 | 14130248
411 | Patch Cord,LC/PC,LC/PC,Single-mode,5m,G.652D,2mm,L |  | Qatar |  |  |  |  | 14130660 | 14130660
412 | Naked Crimping Terminal,OT,6mm^2,M4,Tin Plating,In |  | Qatar |  |  |  |  | 14170017 | 14170017
413 | aked Crimping Terminal,OT,6mm^2,M6,Tin Plating,Ins |  | Qatar |  |  |  |  | 14170023 | 14170023
414 | Connector Accessories,Modular Plug 8P8C Gray Plast |  | Qatar |  |  |  |  | 14990102 | 14990102
415 | Power Cable,450V/750V,H07Z-K UL3386,6mm^2,Yellow/G |  | Qatar |  |  |  |  | 25030699 | 25030699
416 | CIRC BREAK 10A FAST |  | Qatar |  |  |  |  | 1AB162710011 | 1AB162710011
417 | ENERSYS-POWER SAFE 12OPZ 15001x3-INCOMPLETE SPARES |  | Qatar |  |  |  |  | 1AF10049BB-A-INC | 1AF10049BB-A-INC
418 | 3AW01081AA-PS/RECTIFIER 41.7A-2000 |  | Qatar |  |  |  |  | 1AF13824AA | 1AF13824AA
419 | Patchcord,DLC/PC,DLC/PC,Multi-mode,3m,A1b |  | Qatar |  |  |  |  | 14130321 | 14130321
420 | Patch Cord,DLC/PC,DLC/PC,Multi-mode,10m,A1b,2mm-N0 |  | Qatar |  |  |  |  | 14130347 | 14130347
421 | Patch Cord,LC/UPC-FC/UPC,Single mode,G.657A2,2mm,1 |  | Qatar |  |  |  |  | 14130665 | 14130665
422 | BREAKER, 50A |  | Qatar |  |  |  |  | 1AB017500072 | 1AB017500072
423 | 50 OHMS LOAD FOR A.N |  | Qatar |  |  |  |  | 1AB125380002 | 1AB125380002
424 | KIT OF EARTHING FOR 1/2 (1x3) |  | Qatar |  |  |  |  | 1AB128500001 | 1AB128500001
425 | CON ACCESS EARTHING KIT |  | Qatar |  |  |  |  | 1AB128500007 | 1AB128500007
426 | TEST CORD 4 WIRE WITH DISCONNECTION & PLUG |  | Qatar |  |  |  |  | 1AB129250001 | 1AB129250001
427 | TEST CORD 2 WIRE W/O DISCONNECTION & PLUG |  | Qatar |  |  |  |  | 1AB129250003 | 1AB129250003
428 | CONNECTOR FOR 1/2 FEEDER FLEXIBLE, 7/16 MALE |  | Qatar |  |  |  |  | 1AB136800001 | 1AB136800001
429 | DUPLEX JUMPER (3.5M) - ETSI (SM FOR INTE |  | Qatar |  |  |  |  | 1AB215120056 | 1AB215120056
430 | OPTO CABLE ASSEMBLY SX 2.0 SM SC/PC-LC/PC 5M Y IND |  | Qatar |  |  |  |  | 1AB346850003 | 1AB346850003
431 | OPTO CABLE ASSEMBLY SX 2.0 SM SC/PC-LC/PC 10M Y IN |  | Qatar |  |  |  |  | 1AB346850008 | 1AB346850008
432 | OPTICAL JUMPER SM LC/SCS 10M/20 |  | Qatar |  |  |  |  | 1AB346850011 | 1AB346850011
433 | OPTO-CABLE-ASSY-SM-SC/APCSC/APC-30 M-8 PCS -ARSHAD |  | Qatar |  |  |  |  | 1AB359230001 | 1AB359230001
434 | 06DB ATTENUATOR |  | Qatar |  |  |  |  | 1AB371250003 | 1AB371250003
435 | OPTO*ATTENUATOR_INLINE,FIBER,FIX |  | Qatar |  |  |  |  | 1AB371250006 | 1AB371250006
436 | BLADE FUSE NH00 80A 500V G1 |  | Qatar |  |  |  |  | 1AB438450001 | 1AB438450001
437 | HEAT SHRINKING SHEATH 40/13. lg:300 mm |  | Qatar |  |  |  |  | 1AC000570102 | 1AC000570102
438 | LABELS KIT FOR OUTDOOR FEEDER IDENTIFICATION |  | Qatar |  |  |  |  | 1AD023700002 | 1AD023700002
439 | Bias T - 7/16 m BTS - 7/16 fem Ant |  | Qatar |  |  |  |  | 1AF16123AA | 1AF16123AA
440 | Battery internal cable |  | Qatar |  |  |  |  | 1AF16499AA | 1AF16499AA
441 | Filter Kit for Medium outdoor power supp |  | Qatar |  |  |  |  | 1AF16522AA | 1AF16522AA
442 | Commissioning kit for Medium Outdoor Md8 |  | Qatar |  |  |  |  | 1AF16978AA | 1AF16978AA
443 | START RELAY MCLEAN T29 10102815SP |  | Qatar |  |  |  |  | 1AF28958AA | 1AF28958AA
444 | MOUNTING GASKET KIT MCLEAN 29100051SP |  | Qatar |  |  |  |  | 1AF28959AA | 1AF28959AA
445 | PRESSURE SWITCH MCLEAN 52610440SP |  | Qatar |  |  |  |  | 1AF28960AA | 1AF28960AA
446 | HEAD PRESSURE CONTROL MCLEAN 52610426SP |  | Qatar |  |  |  |  | 1AF28963AA | 1AF28963AA
447 | EVAPORATOR COIL MCLEAN 28100100SP |  | Qatar |  |  |  |  | 1AF28966AA | 1AF28966AA
448 | CONDENSER COIL MCLEAN 11300103HE |  | Qatar |  |  |  |  | 1AF28968AA | 1AF28968AA
449 | COMPRESSOR THERMAL OVERLOAD MCLEAN 10100751SP |  | Qatar |  |  |  |  | 1AF28974AA | 1AF28974AA
450 | THERMOSTAT, SPST, 55-100F MCLEAN 10106116SP |  | Qatar |  |  |  |  | 1AF28975AA | 1AF28975AA
451 | HANDLE W/DUSTCAP EMKA |  | Qatar |  |  |  |  | 1AF28979AA | 1AF28979AA
452 | PWR SPARE/ACCESSORY CT020405.1187 |  | Qatar |  |  |  |  | 1AF28980AA | 1AF28980AA
453 | PWR SPARE/ACCESSORY CT020405.1186 |  | Qatar |  |  |  |  | 1AF28981AA | 1AF28981AA
454 | 28106405MSP, Cooling Fan Motor - Compete Set |  | Qatar |  |  |  |  | 20524 | 20524
455 | 10106116P, áThermostat |  | Qatar |  |  |  |  | 20638 | 20638
456 | 52602800SP,áFilter Drier |  | Qatar |  |  |  |  | 20728 | 20728
457 | SPD WEID TN 3P +1/R 280V 40KA PU 11 |  | Qatar |  |  |  |  | 219995 | 219995
458 | 11300103HE,áCondenser Coil |  | Qatar |  |  |  |  | 22023 | 22023
459 | 28100100SP,áCoil EVAP M200 BTU |  | Qatar |  |  |  |  | 22025 | 22025
460 | LOCK CYLINDER EMKA 1109-U2N |  | Qatar |  |  |  |  | 228534 | 228534
461 | HANDLE W/DUSTCAPEMKA |  | Qatar |  |  |  |  | 231018 | 231018
462 | 52610440SP,áPressure Switch High speed |  | Qatar |  |  |  |  | 24765 | 24765
463 | POLE LOCK ROD CONTROL STAINLESS |  | Qatar |  |  |  |  | 262091 | 262091
464 | SL-CBL ASSM 2100RRH, AISG-SMA,Y,2M (Ref# 849082409 |  | Qatar |  |  |  |  | 300988292 | 300988292
465 | SDMO Generator ATS[Automatic transfer switch] |  | Qatar |  |  |  |  | 31616118801NE | 31616118801NE
466 | CA-CRAFT CABLE (3M), (ETSI) ,HAL-FREE |  | Qatar |  |  |  |  | 3AL89583AA | 3AL89583AA
467 | UNIVERSAL MATRIX TSS-320 W/ 40G LO ANSI/ETSI |  | Qatar |  |  |  |  | 3AL92108AC | 3AL92108AC
468 | 1662SMC |  | Qatar |  |  |  |  | 3AL98176AB | 3AL98176AB
469 | FAN UNIT 9100 |  | Qatar |  |  |  |  | 3BK07205AA | 3BK07205AA
470 | PBA-OUTC |  | Qatar |  |  |  |  | 3BK25526AA | 3BK25526AA
471 | SMOKE SENSOR |  | Qatar |  |  |  |  | 3BK27274AA | 3BK27274AA
472 | SAINTRONIC - PORTE MB01E EQUIPEE + DAC9 + EMB |  | Qatar |  |  |  |  | 3BK42493AA | 3BK42493AA
473 | kit support for 4 cords |  | Qatar |  |  |  |  | 3CC50074AB | 3CC50074AB
474 | Alcatel power injection |  | Qatar |  |  |  |  | 3CC50129AA | 3CC50129AA
475 | MAIN IDU 64Mb 32E1 48V |  | Qatar |  |  |  |  | 3DB16041AC | 3DB16041AC
476 | 64Mb IDU 16Mb 4/16QAM R212 SW KEY |  | Qatar |  |  |  |  | 3DB16082AC | 3DB16082AC
477 | 9400 AWY, Flash card 32 MB, 4-16 QAM R211 SW KEY |  | Qatar |  |  |  |  | 3DB16084AC | 3DB16084AC
478 | 9400AWY 2.1.4 Documentation CD-ROM |  | Qatar |  |  |  |  | 3DB16142AG | 3DB16142AG
479 | 32 PDH Access module01 |  | Qatar |  |  |  |  | 3DB18126AD | 3DB18126AD
480 | 32 TDM PDH |  | Qatar |  |  |  |  | 3DB18126AE | 3DB18126AE
481 | Modem300EN |  | Qatar |  |  |  |  | 3DB18538AC | 3DB18538AC
482 | MPT-HC V2 23GHz 1008 2P/2 |  | Qatar |  |  |  |  | 3DB20472BA | 3DB20472BA
483 | ODU 64MB-V2 23GHZ 1008 2/2P |  | Qatar |  |  |  |  | 3DB21415AA | 3DB21415AA
484 | OS - 7750 SR-7/12 R7.0 OS LICENSE |  | Qatar |  |  |  |  | 3HE00107HA | 3HE00107HA
485 | SF/CPM - 7750 SR-12 400G SF/CPM-2-2 |  | Qatar |  |  |  |  | 3HE01170AA | 3HE01170AA
486 | CH-BN - 7450 ESS-12 w PEM3 + EFT |  | Qatar |  |  |  |  | 3HE02033CA | 3HE02033CA
487 | 4 PORT OC-3/STM-1 CLEAR CHANNEL CARD |  | Qatar |  |  |  |  | 3HE03125AA | 3HE03125AA
488 | KIT BRACKET OMK4 V2 LONG 100 |  | Qatar |  |  |  |  | 3JR08095AD | 3JR08095AD
489 | KIT: d2U V2 EVO OUT INST KIT |  | Qatar |  |  |  |  | 3JR08104AA | 3JR08104AA
490 | KIT:MBO(RRH)RET AISG BASE KIT |  | Qatar |  |  |  |  | 3JR08820AA | 3JR08820AA
491 | CBL 8 H05VVF3G1.0.,6-15P W |  | Qatar |  |  |  |  | 52-6035-139 | 52-6035-139
492 | MTP4-VOICE QUALITY TOOL- ASCOM-NABIL SAEEDI |  | Qatar |  |  |  |  | 6040-0332 | 6040-0332
493 | COMB 4:1 1710-1880 var. att. IPP |  | Qatar |  |  |  |  | 7159935 | 7159935
494 | COMB 4:1 1920-2170 var. att. IPP |  | Qatar |  |  |  |  | 7159936 | 7159936
495 | Duplxer passive 1920-1980 2110-2170 |  | Qatar |  |  |  |  | 7160460 | 7160460
496 | COMB 4:1 1710-2170 var. att. |  | Qatar |  |  |  |  | 7160614-00 | 7160614-00
497 | COMB 4:1 1710-1990 var. att. |  | Qatar |  |  |  |  | 7160615 | 7160615
498 | Fan 19 1HU 12V DC |  | Qatar |  |  |  |  | 7163020 | 7163020
499 | System Alarm Board |  | Qatar |  |  |  |  | 7500250 | 7500250
500 | Duplxer passive 1710-1785 1805-1880 |  | Qatar |  |  |  |  | 7597023-00 | 7597023-00
501 | BTS-C 4:4 0-3000 SMA/SMA |  | Qatar |  |  |  |  | 7621558-00 | 7621558-00
502 | Duplxer passive 2500-2570 2620-2690 |  | Qatar |  |  |  |  | 7625276-00 | 7625276-00
503 | COMB 4:1 2400-2700 var. att. |  | Qatar |  |  |  |  | 7629382-01 | 7629382-01
504 | Power Supply unit DC IN 48V 850W |  | Qatar |  |  |  |  | 7637443-02 | 7637443-02
505 | POWER CABLE, 4 CORE x 2.5 mm(2) RUBBER FLEXIBLE (M |  | Qatar |  |  |  |  | AWL-6 | AWL-6
506 | IR DIRECTIONAL COUPLER 698 2700 N |  | Qatar |  |  |  |  | C-20-CPUSE-N-A16 | C-20-CPUSE-N-A16
507 | CACNT240 BRAIDED CABLE ASSEMBLY |  | Qatar |  |  |  |  | C240-NMSM-3M | C240-NMSM-3M
508 | LOCKS |  | Qatar |  |  |  |  | DIGITEL | DIGITEL
509 | HP17 INCH CLR MONITOR-MDL L1710 W-CONNECTING CABLE |  | Qatar |  |  |  |  | GS917A | GS917A
510 | ACCESSORIES OF MONPHASE COMPRESSOR - (STULZC) |  | Qatar |  |  |  |  | MONO-ACCESSORIES | MONO-ACCESSORIES
511 | MONOPHASE COMPRESSOR - (STULZC) |  | Qatar |  |  |  |  | MONO-COMPRESSOR | MONO-COMPRESSOR
512 | Fixed Optical Attenuator,1260nm1620nm-5dB-LC/PC-45 |  | Qatar |  |  |  |  | 45030021 | 45030021
513 | Network Interface + SFP |  | Qatar |  |  |  |  | 091033045639 | 091033045639
514 | FAN unit |  | Qatar |  |  |  |  | 151032005311 | 151032005311
515 | Chassis |  | Qatar |  |  |  |  | 15103305699 | 15103305699
516 | R2CT outdoor protection for RJ45 conn |  | Qatar |  |  |  |  | 1AB150990002 | 1AB150990002
517 | 04DB ATTENUATOR |  | Qatar |  |  |  |  | 1AB371250001 | 1AB371250001
518 | OPTO-CABLE-ASSY SM_LC PC LC PC_20M |  | Qatar |  |  |  |  | 1AB413810001 | 1AB413810001
519 | KIT FIX 2. COAX D 11 |  | Qatar |  |  |  |  | 1AD036870001 | 1AD036870001
520 | ANTENNA FEEDER ACCESSORIES,CABLE FIXING CLIP |  | Qatar |  |  |  |  | 27150113 | 27150113
521 | ISA-ES64 Server Board |  | Qatar |  |  |  |  | 3AG24371AA | 3AG24371AA
522 | CONTROL AND GENERAL I/F |  | Qatar |  |  |  |  | 3AL78830AF | 3AL78830AF
523 | 1641 SX, 3AL78849AA, High Speed Protection |  | Qatar |  |  |  |  | 3AL78849AA | 3AL78849AA
524 | ISA ES4 8FE + 1GE BOARD |  | Qatar |  |  |  |  | 3AL81879AB | 3AL81879AB
525 | 1660 SM, 3AL89668AA, Port 16 X STM1 - 4 X STM4 |  | Qatar |  |  |  |  | 3AL89668AA | 3AL89668AA
526 | ENHANCED SERGI |  | Qatar |  |  |  |  | 3AL98023AA | 3AL98023AA
527 | ANTENNA JUMPER CABLE (7/16) LG 1M |  | Qatar |  |  |  |  | 3BK05360BA | 3BK05360BA
528 | ANTENNA JUMPER CABL (7/16) LG 2M |  | Qatar |  |  |  |  | 3BK05360CA | 3BK05360CA
529 | SUMX_SR 19" PRE-EQ |  | Qatar |  |  |  |  | 3BK28951AA | 3BK28951AA
530 | ODU 64Mb-V1 15GHz 490 1 |  | Qatar |  |  |  |  | 3CC13704AB | 3CC13704AB
531 | ODU 64Mb-V1 15GHz 490 1P |  | Qatar |  |  |  |  | 3CC13706AB | 3CC13706AB
532 | NBMASW1 MALBAN Switch 1GB |  | Qatar |  |  |  |  | 3CM02660CA | 3CM02660CA
533 | SFB300AA FAN TRAY BOTTOM |  | Qatar |  |  |  |  | 3CM03108AA | 3CM03108AA
534 | KSCB50 SUPPORT KIT FOUR 50A (5780-PCRF) |  | Qatar |  |  |  |  | 3CM03552AA | 3CM03552AA
535 | RRA CHANNEL |  | Qatar |  |  |  |  | 3DB02147AA | 3DB02147AA
536 | SYSTEM CONTROLLER (NEW) |  | Qatar |  |  |  |  | 3DB02162AB | 3DB02162AB
537 | OPT. TOP RACK UNIT |  | Qatar |  |  |  |  | 3DB05602AA | 3DB05602AA
538 | NMS/AUDIO CHAIN L=1.6m |  | Qatar |  |  |  |  | 3DB05922AA | 3DB05922AA
539 | SSY-16XSTM1 PORT / SFP |  | Qatar |  |  |  |  | 3DB16044AC | 3DB16044AC
540 | Control & Switching Module |  | Qatar |  |  |  |  | 3DB18209AB | 3DB18209AB
541 | EAH-23-1008-011 ODU300V2 23GHZ(1008) |  | Qatar |  |  |  |  | 3DB23044AA | 3DB23044AA
542 | EAH-23-1008-022 ODU300V2 23GHZ(1008) |  | Qatar |  |  |  |  | 3DB23044AF | 3DB23044AF
543 | EAH23-1008-012,1008MHz,22960-23320,H |  | Qatar |  |  |  |  | 3DB23044HD | 3DB23044HD
544 | 9674LSY 2GR S/D TRANSCEIVER 128Q |  | Qatar |  |  |  |  | 3DB24401JA | 3DB24401JA
545 | 9600 LSY, 3DB24501PA, 9611LSY 2GR S/D TRANSCEIVER |  | Qatar |  |  |  |  | 3DB24501PA | 3DB24501PA
546 | FD Fan Pack - wide range, with filter |  | Qatar |  |  |  |  | 3EC37533NB | 3EC37533NB
547 | 7549 ATM Main Adapter NIC |  | Qatar |  |  |  |  | 3EM22593AA | 3EM22593AA
548 | PBA CFM 9G |  | Qatar |  |  |  |  | 3HE02175AA | 3HE02175AA
549 | ACC - 7750 SR IMP PNL - 5 |  | Qatar |  |  |  |  | 3HE04148AA | 3HE04148AA
550 | CFM (4008102819) (PACKAGE KG 90993) |  | Qatar |  |  |  |  | 3HE04580AA | 3HE04580AA
551 | FAN - 7750 SR-7 Reduced Depth - Enhanced Fan Tray |  | Qatar |  |  |  |  | 3HE05180AA | 3HE05180AA
552 | CBL 10/100/1000 CABLE MINI-RJ21 RJ45 5M |  | Qatar |  |  |  |  | 3HE05551AA | 3HE05551AA
553 | SPL 3x 1:4 806-960 1700-2170 -6.5dB 1HU |  | Qatar |  |  |  |  | 7160640 | 7160640
554 | Optical fiber LC-LC 1SM 100m |  | Qatar |  |  |  |  | 849123625 | 849123625
555 | MATRIX ENHANCED |  | Qatar |  |  |  |  | 8DG15611AA | 8DG15611AA
556 | 11G DPPLIGGABLE GBE MUX (12C) |  | Qatar |  |  |  |  | 8DG59340AB | 8DG59340AB
557 | SSY FAN UNIT |  | Qatar |  |  |  |  | 8DG89249AB | 8DG89249AB
558 | FAN UNIT/2 TSS-320 ANSI/ETSI |  | Qatar |  |  |  |  | 8DG90031AB | 8DG90031AB
559 | FILLER PACK ASSEMBLY |  | Qatar |  |  |  |  | NTHR64CG | NTHR64CG
560 | DUAL CORE PACKET SERVER |  | Qatar |  |  |  |  | NTHX20CA | NTHX20CA
561 | CABLES |  | Qatar |  |  |  |  | 037-579122-001 | 037-579122-001
562 | High Speed Cable,External Mini SAS Cable,3.0m,Exte |  | Qatar |  |  |  |  | 0405G004 | 0405G004
563 | BREAKER, 63A |  | Qatar |  |  |  |  | 1AB017500078 | 1AB017500078
564 | CIRCUIT BREAKER 6A |  | Qatar |  |  |  |  | 1AB058580014 | 1AB058580014
565 | TBL*20WAY*NA*ID(DDF ALCATEL BLUE RE-10076963) |  | Qatar |  |  |  |  | 1AB066340011 | 1AB066340011
566 | CON FEM FE (ETHERNET ISOLATOR) |  | Qatar |  |  |  |  | 1AB243270001 | 1AB243270001
567 | OE TRX SFP CWDM PIN CH51 B SFP MULTIRATE |  | Qatar |  |  |  |  | 1AB373110001 | 1AB373110001
568 | FIBER STORAGE TRAY (2U) |  | Qatar |  |  |  |  | 1AD151930001 | 1AD151930001
569 | RCU CONN CABLE SET 40M-860 10012 |  | Qatar |  |  |  |  | 1AF05068AC | 1AF05068AC
570 | AC CONNECTION KIT 3/1 PHASE FOR PS G4 |  | Qatar |  |  |  |  | 1AF14239AA | 1AF14239AA
571 | Heavy maintenance kit for Medium Md8AC O |  | Qatar |  |  |  |  | 1AF16980AA | 1AF16980AA
572 | N Male Connector for LCF-12 |  | Qatar |  |  |  |  | 1AF21779AA | 1AF21779AA
573 | SPARE AIR FILTER- CORE |  | Qatar |  |  |  |  | 261-00-0194-RC5 | 261-00-0194-RC5
574 | SPARE AIR FILTER-CORE-MEDUI |  | Qatar |  |  |  |  | 261-00-0194-RC5-B | 261-00-0194-RC5-B
575 | SPARE AIR FILTER-CORE-SMALL |  | Qatar |  |  |  |  | 261-00-0194-RC5-C | 261-00-0194-RC5-C
576 | INSL MTG GSKT KIT T29 |  | Qatar |  |  |  |  | 29-1000-51 | 29-1000-51
577 | DIMM'S 1GB 2RX8 PC2-5300F-555-11-B0 |  | Qatar |  |  |  |  | 371-2142-02 | 371-2142-02
578 | 16 X STM1 PORT / SFP |  | Qatar |  |  |  |  | 3AG24183AA | 3AG24183AA
579 | NEW 16XSTM1 HIGH SPEED PROTECTION |  | Qatar |  |  |  |  | 3AL36306AB | 3AL36306AB
580 | 1660 SM, 3AL78817AA, 1660 SM-Services I/F |  | Qatar |  |  |  |  | 3AL78817AA | 3AL78817AA
581 | 2X140/STM1 O/E ADAPTER |  | Qatar |  |  |  |  | 3AL78818AA | 3AL78818AA
582 | 21X2MB/S PORT 120 OHM |  | Qatar |  |  |  |  | 3AL78832AA | 3AL78832AA
583 | 3x34/45 MBIT/S SWIT.PORT |  | Qatar |  |  |  |  | 3AL78864AA | 3AL78864AA
584 | 3x45 MBIT/S 75 OHM |  | Qatar |  |  |  |  | 3AL78866AB | 3AL78866AB
585 | 4X140/STM1 SWITCH. O/E PORT/1 |  | Qatar |  |  |  |  | 3AL79263AA | 3AL79263AA
586 | FAN UNIT FOR FAN SHELF 19inch |  | Qatar |  |  |  |  | 3AL79772AA | 3AL79772AA
587 | 1660 SM, 3AL81289AA, STM16 Slim Port UP/SFP |  | Qatar |  |  |  |  | 3AL81289AA | 3AL81289AA
588 | OPTICAL ACCESS 12XSTM1 |  | Qatar |  |  |  |  | 3AL89669AA | 3AL89669AA
589 | XFP-E ADAPTER |  | Qatar |  |  |  |  | 3AL91721AA | 3AL91721AA
590 | 1660 SM, 3AL91880AA, 16XSTM1 Slim OpticAL Access ( |  | Qatar |  |  |  |  | 3AL91880AA | 3AL91880AA
591 | STM64 PORT XFP S-64.2 SC/PC |  | Qatar |  |  |  |  | 3AL91884AB | 3AL91884AB
592 | 1626 LM, 3AL94613AA, 1626 LM-Fan Unit Protection ( |  | Qatar |  |  |  |  | 3AL94613AA | 3AL94613AA
593 | NEW STANDARD FAN BOARD |  | Qatar |  |  |  |  | 3AL97043AD | 3AL97043AD
594 | S1.1 PORT SC/PC (AU4) |  | Qatar |  |  |  |  | 3AL97083CA | 3AL97083CA
595 | 1662 SMC,SHELF (DC48/AC230 |  | Qatar |  |  |  |  | 3AL98009AB | 3AL98009AB
596 | FAN V2 SHELF |  | Qatar |  |  |  |  | 3AL98122AB | 3AL98122AB
597 | SOC SC04 |  | Qatar |  |  |  |  | 3BK07600AA | 3BK07600AA
598 | Six hole feeder and earthing Kit |  | Qatar |  |  |  |  | 3BK07788AD | 3BK07788AD
599 | 9125 TC,3BK08882AC,JBMTE |  | Qatar |  |  |  |  | 3BK08882AC | 3BK08882AC
600 | KIT-JDTCO*INSTALLATION KIT*CABLE TRAY |  | Qatar |  |  |  |  | 3BK25297AB | 3BK25297AB
601 | FT PANEL FILLER (CASE) |  | Qatar |  |  |  |  | 3BK27227AA | 3BK27227AA
602 | SUMX |  | Qatar |  |  |  |  | 3BK27656CA | 3BK27656CA
603 | AIR FILTER |  | Qatar |  |  |  |  | 3BK28058AA | 3BK28058AA
604 | Air Filter Front NDAFF |  | Qatar |  |  |  |  | 3CM02587AA | 3CM02587AA
605 | Air Filter Rear NDAFR |  | Qatar |  |  |  |  | 3CM02588AA | 3CM02588AA
606 | RALARMAA CARD ALARM |  | Qatar |  |  |  |  | 3CM02949AA | 3CM02949AA
607 | CANC COMB 128QAM STM-1 |  | Qatar |  |  |  |  | 3DB00829AA | 3DB00829AA
608 | COAXIAL SYNCHRO CABLE 1.6M |  | Qatar |  |  |  |  | 3DB01516AA | 3DB01516AA
609 | FILTER * P.S.U. 5.3/3.4V |  | Qatar |  |  |  |  | 3DB01806AA | 3DB01806AA
610 | SERVICE |  | Qatar |  |  |  |  | 3DB02155AB | 3DB02155AB
611 | FINAL TEST SPARE PARTS |  | Qatar |  |  |  |  | 3DB02968AA | 3DB02968AA
612 | 23GHZ DP 4+4 HYBRIT KIT |  | Qatar |  |  |  |  | 3DB03457AA | 3DB03457AA
613 | CANC-COMB 32/64 |  | Qatar |  |  |  |  | 3DB04860AA | 3DB04860AA
614 | DIN RACK |  | Qatar |  |  |  |  | 3DB16151AA | 3DB16151AA
615 | QMA (male)-N (Female) RF cable |  | Qatar |  |  |  |  | 3DB18205AA | 3DB18205AA
616 | QMA-Nf jumper 2m |  | Qatar |  |  |  |  | 3DB18205AB | 3DB18205AB
617 | Power cable connection 2x4mmq L=4m |  | Qatar |  |  |  |  | 3DB18271AA | 3DB18271AA
618 | MPT-HC V2 23GHz 1008 1/1P |  | Qatar |  |  |  |  | 3DB20375BA | 3DB20375BA
619 | MPT-MC 23GHz 1008 1/1P |  | Qatar |  |  |  |  | 3DB20830AB | 3DB20830AB
620 | EXR-999-003 (RAC30V3) |  | Qatar |  |  |  |  | 3DB23019AB | 3DB23019AB
621 | EAH15-0315-011,315MHz,14627-14788,L |  | Qatar |  |  |  |  | 3DB23037HA | 3DB23037HA
622 | EAH15-0315-012,315MHz,14942-15103,H |  | Qatar |  |  |  |  | 3DB23037HC | 3DB23037HC
623 | SSY-FANS SUBRAK H=50 |  | Qatar |  |  |  |  | 3DB24015AA | 3DB24015AA
624 | FLASH CARD 128 M |  | Qatar |  |  |  |  | 3DB24191AA | 3DB24191AA
625 | FD SHELF |  | Qatar |  |  |  |  | 3FE26685AA | 3FE26685AA
626 | 10GEthernetXFPPluggableOpticalModule |  | Qatar |  |  |  |  | 3FE50712BB | 3FE50712BB
627 | XFP 10GigE -40C to +65C, 1550nm, 40km |  | Qatar |  |  |  |  | 3FE50712CB | 3FE50712CB
628 | 7302 ISAM, 3FE60301BA, FD NTIO with 10G uplinks (N |  | Qatar |  |  |  |  | 3FE60301BA | 3FE60301BA
629 | FX 16 SLOT 100GBPS SHELF |  | Qatar |  |  |  |  | 3FE65209AA | 3FE65209AA
630 | FAN - 7750 SR-12 FAN TRAY |  | Qatar |  |  |  |  | 3HE00016AA | 3HE00016AA
631 | CH-BN - 7750 SR-12 CHAS BUNDLE |  | Qatar |  |  |  |  | 3HE00183BA | 3HE00183BA
632 | 48A - 7710 SR 4-PT DS3/E3 CMA |  | Qatar |  |  |  |  | 3HE01021AA | 3HE01021AA
633 | 8 PORT GE/FE ETHERNET CARD |  | Qatar |  |  |  |  | 3HE02776AA | 3HE02776AA
634 | POWER CABLE ( 4M ) |  | Qatar |  |  |  |  | 3HE03400AA | 3HE03400AA
635 | 7750 SR-7 100A DC PEM-3 SLOT 2 1, |  | Qatar |  |  |  |  | 3HE03661AA | 3HE03661AA
636 | MDA - 7750 SR 1-PT 10G MDA-XP - XFP |  | Qatar |  |  |  |  | 3HE04274AA | 3HE04274AA
637 | 8 PORT GE SFP CARD (-48 +24 VDC) |  | Qatar |  |  |  |  | 3HE06151AA | 3HE06151AA
638 | PSS-36 SWITCHED INSTALLATION KIT- ETSI |  | Qatar |  |  |  |  | 3KC19142AC | 3KC19142AC
639 | 50 METER CABLE EXTENSION REEL |  | Qatar |  |  |  |  | 50M-EXTENSION-WIRE | 50M-EXTENSION-WIRE
640 | FAN TRAY TOP DC141081123 |  | Qatar |  |  |  |  | 600-00-1113 | 600-00-1113
641 | QGLC REV2 4-PORT ETHERNET 1000 CARD- SNFLM181137PH |  | Qatar |  |  |  |  | 68-4106-02 | 68-4106-02
642 | Wall Mounting Kit M-Cabinet |  | Qatar |  |  |  |  | 7158078 | 7158078
643 | Fiber Protective Tube kit f. Push-Pull |  | Qatar |  |  |  |  | 7162182 | 7162182
644 | SHELF INSTALLATION KIT 3.5KW TSS-320 ETSI |  | Qatar |  |  |  |  | 8DG08845AA | 8DG08845AA
645 | GENTRU EMI FILTER INSTALLATION KIT ETSI |  | Qatar |  |  |  |  | 8DG08847AA | 8DG08847AA
646 | 4X2.5G, 8X155/622M SYNC OPTICAL (REQ. SF |  | Qatar |  |  |  |  | 8DG25938AA | 8DG25938AA
647 | 1X10G SYNC OPTICAL (REQ. XFP) (1/2S) |  | Qatar |  |  |  |  | 8DG26141AA | 8DG26141AA
648 | SSY-FAN FAN UNIT |  | Qatar |  |  |  |  | 8DG59243AA | 8DG59243AA
649 | ASCOM ACCESORIES-NABIL SAEEDI |  | Qatar |  |  |  |  | ASCOM-ACCESSORIES | ASCOM-ACCESSORIES
650 | FP2 48V 8KW 3P400VAC BD |  | Qatar |  |  |  |  | CT0204051186 | CT0204051186
651 | IBTS EXTERNAL ALARM IND |  | Qatar |  |  |  |  | NTBY6152S | NTBY6152S
652 | PV Junction Box |  | Qatar |  |  |  |  | PV-JUNCTION-BOX | PV-JUNCTION-BOX
653 | ROPE WITH PULLY |  | Qatar |  |  |  |  | ROPE WITH PULLY | ROPE WITH PULLY
654 | SAINTRONIC - ENS TRINGLE PORTE MB0E 1125-su408-01 |  | Qatar |  |  |  |  | SA05M1002108 | SA05M1002108
655 | IPC |  | Qatar |  |  |  |  | 109727594 | 109727594
656 | ECBU ALARM CARD |  | Qatar |  |  |  |  | 109735340 | 109735340
657 | CABLE E1 FOR MX - LIU TO DDF 30M |  | Qatar |  |  |  |  | 1AB060540032 | 1AB060540032
658 | ALU SFP GBE SX - 40/+ 85 WITH BA |  | Qatar |  |  |  |  | 1AB383760001 | 1AB383760001
659 | Insertion & Extraction Tool OSA3 |  | Qatar |  |  |  |  | 1AD016040001 | 1AD016040001
660 | KIT OF EARTHING FOR 1/2 AND 7/2 CABLES (1 x 3) |  | Qatar |  |  |  |  | 1AD023570001 | 1AD023570001
661 | LABEL AND SOCKET FOR LABEL |  | Qatar |  |  |  |  | 1AD028530001 | 1AD028530001
662 | 900MHZ-SPECTRUM SHARE ACTIVE COMBINER (E15R02P1001 |  | Qatar |  |  |  |  | 1AF06888AA | 1AF06888AA
663 | POWER DISTRIBUTION UNIT - ETSI (12 INPUT |  | Qatar |  |  |  |  | 1AF11705AA | 1AF11705AA
664 | RECTIFIER MINIPACK 800W |  | Qatar |  |  |  |  | 1AF15979AA | 1AF15979AA
665 | Diplexer LTE800/GSM900,_DC by-pass on 90 |  | Qatar |  |  |  |  | 1AF24413AA | 1AF24413AA
666 | 52610426SP,áPressure Switch |  | Qatar |  |  |  |  | 20722 | 20722
667 | 28106404SP,áCooling Fan Motor |  | Qatar |  |  |  |  | 22005 | 22005
668 | DKBA8.817.1759,Nameplate,ViewPoint Production,70X4 |  | Qatar |  |  |  |  | 29043092 | 29043092
669 | HDD- SAMSUNG- 160GB/5400rpm/8M/PATA (PN HM160HC) |  | Qatar |  |  |  |  | 32971A221ABCBP | 32971A221ABCBP
670 | LOWER ADAPTATION/MATRIX 20G |  | Qatar |  |  |  |  | 3AG24186AB | 3AG24186AB
671 | SENSOR KIT PRESSURE, 1830 PSS-64 |  | Qatar |  |  |  |  | 3AG33682AA | 3AG33682AA
672 | 16 X GE/FC PORT |  | Qatar |  |  |  |  | 3AL81904AA | 3AL81904AA
673 | 16 X STM4/1 PORT /SFP |  | Qatar |  |  |  |  | 3AL89540AA | 3AL89540AA
674 | 1660 SM,Subracks with 02 Fans (PN 3AL89561AB) |  | Qatar |  |  |  |  | 3AL89794AB | 3AL89794AB
675 | EQUICO DUMMY PLATE |  | Qatar |  |  |  |  | 3AL92159AA | 3AL92159AA
676 | SERVICE DUMMY PLATE |  | Qatar |  |  |  |  | 3AL92160AA | 3AL92160AA
677 | ADM 1662 CABLES |  | Qatar |  |  |  |  | 3AL97093AH | 3AL97093AH
678 | 1662SMC FIBER INST. KIT 21 |  | Qatar |  |  |  |  | 3AL98198AA | 3AL98198AA
679 | ANTENNA JUMPER CABLE(7/16MM) S-R LG 3M |  | Qatar |  |  |  |  | 3BK05364DA | 3BK05364DA
680 | RI cable for MBI5 & MBI3 |  | Qatar |  |  |  |  | 3BK07923CC | 3BK07923CC
681 | SUMX 19 DC POWER CABLE 3M |  | Qatar |  |  |  |  | 3BK50098AC | 3BK50098AC
682 | Power distrib 1 batt max 10 breakers |  | Qatar |  |  |  |  | 3CC50155AA | 3CC50155AA
683 | FIBER 5M, SM SC-SC |  | Qatar |  |  |  |  | 3CC52025AA | 3CC52025AA
684 | FIBER 5M SM LC TO SC |  | Qatar |  |  |  |  | 3CC52085AA | 3CC52085AA
685 | MPT/AWY SERVICE RECORD |  | Qatar |  |  |  |  | 3CC52191AA | 3CC52191AA
686 | COUPLING VALVE 6-Db |  | Qatar |  |  |  |  | 3CC58018AA | 3CC58018AA
687 | RTM E1 INTERFACE |  | Qatar |  |  |  |  | 3CM02682AA | 3CM02682AA
688 | 9600LSY ETHERNET PLUG-IN (NEW) |  | Qatar |  |  |  |  | 3DB12268AB | 3DB12268AB
689 | 64Mb IDU 32Mb 4/16QAM R214 SW KEY |  | Qatar |  |  |  |  | 3DB16084AE | 3DB16084AE
690 | Blank Front Plate |  | Qatar |  |  |  |  | 3DB18163AB | 3DB18163AB
691 | MPR MEMORY L6TD-131 |  | Qatar |  |  |  |  | 3DB18283AF | 3DB18283AF
692 | XPIC-RPS module |  | Qatar |  |  |  |  | 3DB20116BB | 3DB20116BB
693 | INU (IDCv2,FAN, NCCv2) |  | Qatar |  |  |  |  | 3DB23006AB | 3DB23006AB
694 | CH-BN - 7750-c12 Chassis Bundle |  | Qatar |  |  |  |  | 3HE01016BA | 3HE01016BA
695 | MCM - 7750 SR-c12 MCM-XP |  | Qatar |  |  |  |  | 3HE03608AA | 3HE03608AA
696 | 7750 SR-7 100A DC PEM-3 SLOT 1 1, |  | Qatar |  |  |  |  | 3HE03662AA | 3HE03662AA
697 | PEM - 7450 ESS-12 175A DC PEM-3 |  | Qatar |  |  |  |  | 3HE03666AA | 3HE03666AA
698 | SPI 7750 SR-C12 OS V8. R5- FLASH CARD |  | Qatar |  |  |  |  | 3HE05138JA | 3HE05138JA
699 | POWERSAFE 12OPZV1500 CELL 2V 1600AH x 2,000 |  | Qatar |  |  |  |  | 3HOPZV1500 | 3HOPZV1500
700 | QGLC Rev2 4-Port Ethernet (1AF24244AA) |  | Qatar |  |  |  |  | 600-00-0007 | 600-00-0007
701 | MPT-4/4 PROCESSOR UNIT - ASCOM-NABIL SAEEDI |  | Qatar |  |  |  |  | 6040-0390 | 6040-0390
702 | 68-3813-02 |  | Qatar |  |  |  |  | 68-3813-02 | 68-3813-02
703 | SPL 2 x1.8 806-960 1700-2170-10DB 1HU |  | Qatar |  |  |  |  | 7160638 | 7160638
704 | NODE A2 - QNC & PEARL |  | Qatar |  |  |  |  | 7561393-0049 | 7561393-0049
705 | DCM AF 2135 - QNC & PEARL |  | Qatar |  |  |  |  | 7562497-01 | 7562497-01
706 | PDU 30 |  | Qatar |  |  |  |  | 7640681-01 | 7640681-01
707 | LSI CONTROLLER 9260-8i -RC-460-PL00-SN(SV32700139) |  | Qatar |  |  |  |  | 800-34338-01 | 800-34338-01
708 | 805-0107-141 |  | Qatar |  |  |  |  | 805-0107-141 | 805-0107-141
709 | LOWER ORDER ADAPTER 10G 1/2S |  | Qatar |  |  |  |  | 8DG07747AA | 8DG07747AA
710 | Alcatel Rac Mechanical shelf |  | Qatar |  |  |  |  | 8DG07796AA | 8DG07796AA
711 | PP10GE2E |  | Qatar |  |  |  |  | 8DG08785BA | 8DG08785BA
712 | SWP-1850TSS-320 R.5.1.36 |  | Qatar |  |  |  |  | 8DG09945AF | 8DG09945AF
713 | 1X10G SYNC OPTICAL REQ. XFP 1/2S |  | Qatar |  |  |  |  | 8DG26141AB | 8DG26141AB
714 | 1/2 SLOT MECHANICAL ADAPTER TSS-160/TSS |  | Qatar |  |  |  |  | 8DG87289AA | 8DG87289AA
715 | PRC |  | Qatar |  |  |  |  | A016380 | A016380
716 | Eclipse Couplers |  | Qatar |  |  |  |  | C0623/SE1 | C0623/SE1
717 | CMF0813.002 |  | Qatar |  |  |  |  | CMF0813.002 | CMF0813.002
718 | POWER CABLE UPPER SHELF |  | Qatar |  |  |  |  | NTHR53BG | NTHR53BG
719 | COOLING UNIT POWER CABLE ASSY |  | Qatar |  |  |  |  | NTHR66BG | NTHR66BG
720 | 9370 RNC |  | Qatar |  |  |  |  | NTHW48AG | NTHW48AG
721 | FP, ROHS, 4P GIGE ETHERNET MS3 |  | Qatar |  |  |  |  | NTHW49AG | NTHW49AG
722 | Temperature sensor for Alcatel Equipment |  | Qatar |  |  |  |  | NTN07163 | NTN07163
723 | INTERNAL THERMAL PROBE |  | Qatar |  |  |  |  | NTN07164 | NTN07164
724 | FORTMAIL 400C |  | Qatar |  |  |  |  | P10337-01-01 | P10337-01-01
725 | NO PHOTOS ALLOWED WITHOUT PERMIT |  | Qatar |  |  |  |  | SIGN-CARD-NO7 | SIGN-CARD-NO7
726 | V.35 MUX MODULE (300893302) / SERIAL#B00030400-100 |  | Qatar |  |  |  |  | VS1136MCAB | VS1136MCAB
727 | DELL 17 CLR MONITOR MDL P170Sb W-CONNECTING CABLE- |  | Qatar |  |  |  |  | 080-854-0066 | 080-854-0066
728 | CON-COAX*COAX N_MAL*1*CLAMP*50Ohm_AU*IEC |  | Qatar |  |  |  |  | 1AB095530036 | 1AB095530036
729 | 128M COMPACT FLASH CARD FAST FTP |  | Qatar |  |  |  |  | 1AB147830018 | 1AB147830018
730 | OPTO TRX SFP 100BASE LX -40/+85 DDM |  | Qatar |  |  |  |  | 1AB214710002 | 1AB214710002
731 | GENTRU EMI FILTER 3.5KW (ETSI) |  | Qatar |  |  |  |  | 1AB355360003 | 1AB355360003
732 | ALU XFP S 64 2B/10 GBE BASE E 40/+85 |  | Qatar |  |  |  |  | 1AB375380005 | 1AB375380005
733 | DOWN TILT |  | Qatar |  |  |  |  | 1AD023540001 | 1AD023540001
734 | FRAME 25 SITES DIM 449X93X77MM MATE |  | Qatar |  |  |  |  | 1AD028430001 | 1AD028430001
735 | PLATEAU 36 RECORDS 1UD 19P/ETSI |  | Qatar |  |  |  |  | 1AD082730006 | 1AD082730006
736 | PS: Heavy Stand 2 Plates for Batteries |  | Qatar |  |  |  |  | 1AF04065ABAA | 1AF04065ABAA
737 | PS G4 DC BATTERY KIT FOR MP60/MP100 |  | Qatar |  |  |  |  | 1AF14074AA | 1AF14074AA
738 | PSU EXTERNAL BATTERY CABLE KIT |  | Qatar |  |  |  |  | 1AF16499AB | 1AF16499AB
739 | SOKO KISS4U V - ASCOM-NABIL SAEEDI |  | Qatar |  |  |  |  | 2-A0EM-0011 | 2-A0EM-0011
740 | FILER - CISCO |  | Qatar |  |  |  |  | 261-00-0446-RC5 | 261-00-0446-RC5
741 | USB 2.0 FLASH DRIVE BRICK 150 |  | Qatar |  |  |  |  | 300803798 | 300803798
742 | FLAT CABLE MARKER- LETTER -G |  | Qatar |  |  |  |  | 307190630352823 | 307190630352823
743 | SUN COLOUR FLAT PANAL DISPLAY MODEL-L7ZF - YASSER |  | Qatar |  |  |  |  | 365-1431-02 | 365-1431-02
744 | MOUNSE - SUN WITH CABLES - YASSER |  | Qatar |  |  |  |  | 371-0788-01 | 371-0788-01
745 | 2XSTM64 XFP PORT |  | Qatar |  |  |  |  | 3AG24214AB | 3AG24214AB
746 | COMPACT ADM 1/1 SDH STM-1 |  | Qatar |  |  |  |  | 3AL79090BA | 3AL79090BA
747 | CAPS ESD COM. PART OMSN |  | Qatar |  |  |  |  | 3AL79266AA | 3AL79266AA
748 | POWER SUPPLY/FILT. |  | Qatar |  |  |  |  | 3AL81502AA | 3AL81502AA
749 | 8X155/622M SYNC OPTICAL REQ. SFP 1/2S |  | Qatar |  |  |  |  | 3AL92113AA | 3AL92113AA
750 | Cable way Alcatel RAC |  | Qatar |  |  |  |  | 3AL98198AB | 3AL98198AB
751 | MPP-Metallic Grid for New FAN |  | Qatar |  |  |  |  | 3AL98267AA | 3AL98267AA
752 | DUMMY PLATE W 20 |  | Qatar |  |  |  |  | 3AN49397AA | 3AN49397AA
753 | DUMMY PLATE W 35 |  | Qatar |  |  |  |  | 3AN49400AA | 3AN49400AA
754 | EARTHING KIT FOR ANTENNA ON TOWER OR WAL |  | Qatar |  |  |  |  | 3BK08199AB | 3BK08199AB
755 | SAINTRONIC - KIT CONTRACT DE PORTE MBO |  | Qatar |  |  |  |  | 3BK27264BA | 3BK27264BA
756 | BGXZ ARRESTOR ODU KIT-SURG ARRESTER |  | Qatar |  |  |  |  | 3CC50030AA | 3CC50030AA
757 | FM715AL ATCA-715/4G-1800/C12 BEPA4_PI6 |  | Qatar |  |  |  |  | 3CM02353AL | 3CM02353AL
758 | Switch with Optical |  | Qatar |  |  |  |  | 3CM02379AA | 3CM02379AA
759 | Records - optical SCspc - Set of 2 |  | Qatar |  |  |  |  | 3CT01050AA | 3CT01050AA
760 | MG, 7549, RoHS, UNIVERSAL E1/T1 Card |  | Qatar |  |  |  |  | 3EM23673AA | 3EM23673AA
761 | MDA - 7750 SR 16-PT OC-3/STM1 SFP |  | Qatar |  |  |  |  | 3HE00033AA | 3HE00033AA
762 | 7750 SR--7 AC/DC CHASSIS SPARE 1, |  | Qatar |  |  |  |  | 3HE00186AA | 3HE00186AA
763 | CFM - 7750 SR-c12 CFM-XP |  | Qatar |  |  |  |  | 3HE03607AA | 3HE03607AA
764 | PWR FLT - 7750 SR-7 100 AMP PWR FILTER 2, |  | Qatar |  |  |  |  | 3HE04498AA | 3HE04498AA
765 | FAN - 7450 ESS-12 ENHANCED FAN TRAY |  | Qatar |  |  |  |  | 3HE05107AA | 3HE05107AA
766 | MDA - 7x50 16-PT OC3 12-STM1 4 POS |  | Qatar |  |  |  |  | 3HE05943AA | 3HE05943AA
767 | ICAL FIBER: LC TO MOLEX LC 50M SM |  | Qatar |  |  |  |  | 3JR30012AA | 3JR30012AA
768 | POWER CABLE 70MM BLACK |  | Qatar |  |  |  |  | 3JR30049AA | 3JR30049AA
769 | POWER CABLE 70MM YELLOW/GREEN |  | Qatar |  |  |  |  | 3JR30049AC | 3JR30049AC
770 | 1x25 mm2 Pwr cbl LSZH PVC Free Y/G 16m |  | Qatar |  |  |  |  | 3JR30057AF | 3JR30057AF
771 | PSS36 SHELF COVER |  | Qatar |  |  |  |  | 3KC18947AA | 3KC18947AA
772 | RECT 241115-100 42A 48V ELTEK FLATPACK2 |  | Qatar |  |  |  |  | 409097508 | 409097508
773 | MOUNSE - HP WITH CABLES - YASSER |  | Qatar |  |  |  |  | 417441-001 | 417441-001
774 | KEY BOARD - HP - YASSER |  | Qatar |  |  |  |  | 434820-051-FRENCH | 434820-051-FRENCH
775 | KEY BOARD |  | Qatar |  |  |  |  | 434821-B31 | 434821-B31
776 | HP 19 COLOUR LCD MONITOR- MODEL NO. L1908w - YASS |  | Qatar |  |  |  |  | 457515-001 | 457515-001
777 | FLAT CABLE MARKER- LETTER -D |  | Qatar |  |  |  |  | 510105047010411 | 510105047010411
778 | HP19 CLOR LCD MONITOR-MDL LE1901w W-CONNTG CABLE - |  | Qatar |  |  |  |  | 516736-200 | 516736-200
779 | HP19 CLR LCD MONITOR MDL LE1901w W-CONNECTING CAB |  | Qatar |  |  |  |  | 516992-001 | 516992-001
780 | FAN TRAY BOTTOM DC142081135 |  | Qatar |  |  |  |  | 600-00-1114 | 600-00-1114
781 | DB9-COAX TIMING ADAPTER (ETSI) |  | Qatar |  |  |  |  | 8DG09216AA | 8DG09216AA
782 | SWL OMSN MTRO VERS AETHP |  | Qatar |  |  |  |  | 8DG15540AB | 8DG15540AB
783 | SWL-OMSN METRO VERS. A TDM |  | Qatar |  |  |  |  | 8DG15540AC | 8DG15540AC
784 | SWL Enh Eth (ES16): OAM, LAG |  | Qatar |  |  |  |  | 8DG15540AH | 8DG15540AH
785 | EQUIPMENT CONTROLLER BLANK |  | Qatar |  |  |  |  | 8DG59420AA | 8DG59420AA
786 | 88 CHANNEL INTERLEAVER |  | Qatar |  |  |  |  | 8DG59841AA | 8DG59841AA
787 | OUC |  | Qatar |  |  |  |  | A014435 | A014435
788 | INC |  | Qatar |  |  |  |  | A014455 | A014455
789 | SYSTEM BOARD: EXCHANGE-IP PART |  | Qatar |  |  |  |  | AB419-69005 | AB419-69005
790 | AIR PRESSURE SWITCH (STULZC) |  | Qatar |  |  |  |  | AIRPRESSURE | AIRPRESSURE
791 | 10dB AIR DIRECTIONAL COUPLER 698 2700 N |  | Qatar |  |  |  |  | C-10-CPUSE-N-A16 | C-10-CPUSE-N-A16
792 | Date Cable 2x1mm-115M |  | Qatar |  |  |  |  | DATA-CBL-115M | DATA-CBL-115M
793 | KEY BOARD - DEL- MODEL NO.SK-8115 - YASSER |  | Qatar |  |  |  |  | E145614 | E145614
794 | Earth Copper Conductor 25MM-7Meter |  | Qatar |  |  |  |  | EARTH-CPR-COND-25MM | EARTH-CPR-COND-25MM
795 | Earth Copper Conductor 50MM-10 Meter |  | Qatar |  |  |  |  | EARTH-CPR-COND-50MM | EARTH-CPR-COND-50MM
796 | Earth Kit(3 rods X1 Meter)-set |  | Qatar |  |  |  |  | EARTH-KIT-SET | EARTH-KIT-SET
797 | FAN 48 VDC - (STULZC) |  | Qatar |  |  |  |  | FAN-48 | FAN-48
798 | HP19 CLR LCD MONITOR MDL LE1910 W-CONNECTING CABLE |  | Qatar |  |  |  |  | GS918A | GS918A
799 | HIGH PRESSURE SWITCH - (STULZC) |  | Qatar |  |  |  |  | HIGH-SWITCH | HIGH-SWITCH
800 | IBS SEMULATOR FOR RADIO FREQUENCY |  | Qatar |  |  |  |  | IBS-SEMULATOR | IBS-SEMULATOR
801 | LOW PRESSURE SWITCH - (STULZC) |  | Qatar |  |  |  |  | LOW-SWITCH | LOW-SWITCH
802 | MONOPHASE TRANSFORMER - (STULZC) |  | Qatar |  |  |  |  | MONOPHASE | MONOPHASE
803 | MONOPHASE FAN - (STULZC) |  | Qatar |  |  |  |  | MONOPHASE-FAN | MONOPHASE-FAN
804 | PATCH CORD WITH FILTER FOR ACTIVE MONITORING -ARSH |  | Qatar |  |  |  |  | MWDMG15160JDS01 | MWDMG15160JDS01
805 | Power Cable 4x35MM-8M |  | Qatar |  |  |  |  | POWER-CBL-8M | POWER-CBL-8M
806 | Power Cable 120MM-25M |  | Qatar |  |  |  |  | PWR-CBL-25M | PWR-CBL-25M
807 | Power Cable 3x25MM-28M |  | Qatar |  |  |  |  | PWR-CBL-28M | PWR-CBL-28M
808 | Power Cable 3X70MM Armoured-15M |  | Qatar |  |  |  |  | PWR-CBL-ARM-15M | PWR-CBL-ARM-15M
809 | COMPACT FLASH STORAGE 256MB |  | Qatar |  |  |  |  | SLCF256JI | SLCF256JI
810 | MECHANICAL THERMOSTAT - STULZC |  | Qatar |  |  |  |  | THERMOSTAT | THERMOSTAT
811 | MOUNSE - DELL WITH CABLES - YASSER |  | Qatar |  |  |  |  | XN966 | XN966
812 | IQM-7750 SR IOM3-XP |  | Qatar |  |  |  |  | 3HE03619AA | 3HE03619AA
813 | XFP - 10GE SR - LC ROHS 6/6 |  | Qatar |  |  |  |  | 3HE00566CA | 3HE00566CA
814 | Function Module,HERT BBU,WD2MUPEUD2,Power and Envi |  | Qatar |  |  |  |  | 02310SFM | 02310SFM
815 | DC Power Lightning Protection Board Spare Part |  | Qatar |  |  |  |  | 03021AER | 03021AER
816 | TP483000D LCD Connect Board Spare Part |  | Qatar |  |  |  |  | 03021QHU | 03021QHU
817 | Power Lightning Arrester, 220/400Vac, 20KA, Rail m |  | Qatar |  |  |  |  | 19020116 | 19020116
818 | Protection accessories, Insulation Operation Handl |  | Qatar |  |  |  |  | 19030001 | 19030001
819 | LCD Indication Module,single LCD,FSTN,81.3X64.8X2. |  | Qatar |  |  |  |  | 23040250 | 23040250
820 | Power Supply Alarm Lamp, Red, DC 12V |  | Qatar |  |  |  |  | 23050074 | 23050074
821 | Power Supply Indicator lamp, Green, DC 12V |  | Qatar |  |  |  |  | 23050075 | 23050075
822 | Temperature sensor |  | Qatar |  |  |  |  | 33010332 | 33010332
823 | ALU SFP S-4.1 -40/+85 |  | Qatar |  |  |  |  | 1AB376360001 | 1AB376360001
824 | EMA GPON OLT SFP |  | Qatar |  |  |  |  | 3FE53441BA | 3FE53441BA
825 | OPTO TRX SFP 1GBE LX DDM |  | Qatar |  |  |  |  | 1AB187280031 | 1AB187280031
826 | S16.1 DDM SFP module |  | Qatar |  |  |  |  | 1AB196370006 | 1AB196370006
827 | 14DB ATTENUATOR |  | Qatar |  |  |  |  | 1AB371250005 | 1AB371250005
828 | 7DB ATTENUATOR |  | Qatar |  |  |  |  | 1AB371250009 | 1AB371250009
829 | ALU XFP CWDM-SH 1471NM |  | Qatar |  |  |  |  | 1AB379240001 | 1AB379240001
830 | SFP GE LX SM 1310nm Duplex LC 10km(11dB) |  | Qatar |  |  |  |  | 3FE25774AA | 3FE25774AA
831 | Rectifier FAN |  | Qatar |  |  |  |  | BKV177804/1 | BKV177804/1
832 | MCB 32A |  | Qatar |  |  |  |  | NFS8151321/032 | NFS8151321/032
833 | MCB 50A |  | Qatar |  |  |  |  | NFS8151321/050 | NFS8151321/050
834 | CBI 63A (13mm , 1 position) |  | Qatar |  |  |  |  | NFS8151331/063 | NFS8151331/063
835 | MCB 125A |  | Qatar |  |  |  |  | NFS8151337/125 | NFS8151337/125
836 | Eltek battery sensor L=3m |  | Qatar |  |  |  |  | VER-KET10306/1 | VER-KET10306/1
837 | Eltek battery sensor L=10m |  | Qatar |  |  |  |  | VER-KET10306/2 | VER-KET10306/2
838 | MDA-7750 20-PT GE MDA-SP - SFP |  | Qatar |  |  |  |  | 3HE03612AA | 3HE03612AA
839 | IMM - 7750 SR 48-PT GE - SFP |  | Qatar |  |  |  |  | 3HE03624AA | 3HE03624AA
840 | Controller,NCU 2U*1U |  | Qatar |  |  |  |  | BMP903100/2 | BMP903100/2
841 | 64Mb IDU 64Mb 16QAM R212 SW KEY |  | Qatar |  |  |  |  | 3DB16085AC | 3DB16085AC
842 | SPL 1:2 1710-2170 |  | Qatar |  |  |  |  | 7615788-00 | 7615788-00
843 | FORTIWEB-1000C- (E07S) - SN- FV- 1KC3R11700042 |  | Qatar |  |  |  |  | P06792-04-01 | P06792-04-01
844 | OPTO TRX SFP 1GBE SX DDM |  | Qatar |  |  |  |  | 1AB187280033 | 1AB187280033
845 | OPTO TRX SFP L-1.1 DDM -40/+85 |  | Qatar |  |  |  |  | 1AB194670005 | 1AB194670005
846 | OPTO TRX SFP S-4.1 DDM |  | Qatar |  |  |  |  | 1AB196360004 | 1AB196360004
847 | XFP S64-2B/10GBE BASE E |  | Qatar |  |  |  |  | 1AB217280001 | 1AB217280001
848 | 1642 EM/EMC, 3AL97083CB, L1.1 Port SC/PC (AU4) |  | Qatar |  |  |  |  | 3AL97083DA | 3AL97083DA
849 | SSY - 4XGE SFP ES-16 ACCESS |  | Qatar |  |  |  |  | 8DG15235AAXX | 8DG15235AAXX
850 | OptiX OSN 8800,TN5M5TQX,4 x 10G Tributary Service |  | Qatar |  |  |  |  | 02310EKA-0006 | 02310EKA-0006
851 | OptiX OSN 6800,TN11CRPC01,C Band Backward Raman Pr |  | Qatar |  |  |  |  | 03030EQH | 03030EQH
852 | OptiX OSN 6800,TN12VA401,4-Channel Variable Optica |  | Qatar |  |  |  |  | 03030GYN | 03030GYN
853 | OptiX OSN 6800,TN13OAU101,C-BAND Optical Amplifier |  | Qatar |  |  |  |  | 03030MVS | 03030MVS
854 | OptiX OSN 6800,TN13OAU105,C-BAND Optical Amplifier |  | Qatar |  |  |  |  | 03030NHM | 03030NHM
855 | Patch Cord,LSH/APC-FC/UPC,Singlemode,G.652D,3mm,20 |  | Qatar |  |  |  |  | 14130355 | 14130355
856 | Patch Cord,LC/UPC,LC/UPC,Single-mode,3m,G.657A2,2m |  | Qatar |  |  |  |  | 14130667 | 14130667
857 | Patch Cord,LC/UPC,SC/UPC,Single-mode,15m,G.657A2,2 |  | Qatar |  |  |  |  | 14130681 | 14130681
858 | Engineering/Blank label,Engineering label,Signal C |  | Qatar |  |  |  |  | 29041060 | 29041060
859 | Fixed Optical Attenuator,1260nm~1620nm,7dB,LC/PC,> |  | Qatar |  |  |  |  | 45030036 | 45030036
860 | Function Module,ECC500,ECC500(PowerCube),Energy Co |  | Qatar |  |  |  |  | 02310QEH | 02310QEH
861 | Common Terminal,Single Cord End Terminal,Conductor |  | Qatar |  |  |  |  | 14110067 | 14110067
862 | Naked Crimping Terminal,OT,16mm^2,M6,Tin Plating,N |  | Qatar |  |  |  |  | 14170020 | 14170020
863 | Wrist Strap |  | Qatar |  |  |  |  | 28050001 | 28050001
864 | Semiconductor Sensor,Hall current sensor,Module,+/ |  | Qatar |  |  |  |  | 38140051 | 38140051
865 | Microwave ODU,RTN XMC,23G,-3,High site,H,22998.5MH |  | Qatar |  |  |  |  | 52413881 | 52413881
866 | pigtail N coax to ethernet pairs |  | Qatar |  |  |  |  | 3CC52188AA | 3CC52188AA
867 | XFP CWDM-LH 1531NM |  | Qatar |  |  |  |  | 1AB378370004 | 1AB378370004
868 | ALU XFP CWDM-SH 1531NM |  | Qatar |  |  |  |  | 1AB379240004 | 1AB379240004
869 | PF |  | Qatar |  |  |  |  | 3KC12831AB | 3KC12831AB
870 | Microwave Antenna,A15D03HAC,15G,300mm,HP,Dual Pola |  | Qatar |  |  |  |  | 52431381 | 52431381
871 | C1-1GB-SFP |  | Qatar |  |  |  |  | 3HE01023AA | 3HE01023AA
872 | 7710 SR-c4 Chassis |  | Qatar |  |  |  |  | 3HE02178AA | 3HE02178AA
873 | 7710 SR-c4 |  | Qatar |  |  |  |  | 3HE02181AA | 3HE02181AA
874 | Microwave Outdoor Unit,RTN XMC,15G,-2,490MHz,Sub B |  | Qatar |  |  |  |  | 52412503 | 52412503
875 | HERT MPE,WD2E3DCDU03DB,DC Power Distribution Unit |  | Qatar |  |  |  |  | 02120472 | 02120472
876 | Function Module,R4850G2,EN1MRC5G1A1,1U 3000W Recti |  | Qatar |  |  |  |  | 02310FFA | 02310FFA
877 | CHASSIS VIPRION |  | Qatar |  |  |  |  | 400-0001-11 | 400-0001-11
878 | ANT BASE STATION 900MHZ 16.3DBI-65DEG 3D |  | Qatar |  |  |  |  | 1AF08426AB | 1AF08426AB
879 | BLADE - VIPRON F5 |  | Qatar |  |  |  |  | 400-0022-02 | 400-0022-02
880 | BLADE -VIPRON F5 |  | Qatar |  |  |  |  | 400-0022-03 | 400-0022-03
881 | VIPRION 4300 QSFP+ 40 BASE-SR4 TRANSCEIVER |  | Qatar |  |  |  |  | F5-UPG-QSFP+ | F5-UPG-QSFP+
882 | VIPRON AND BIG -IP QSFP+To 4*SFP+OPTICL BREAKUOT C |  | Qatar |  |  |  |  | F5-UPG-QSFPP-10M-2 | F5-UPG-QSFPP-10M-2
883 | 1 GE SFP RJ45 TRASCEIVER MODULE FOR ALL SEYSTEMS W |  | Qatar |  |  |  |  | FG-TRAN-GC | FG-TRAN-GC
884 | 1GE SFP LX TRASCEIVER MODULE, FOR ALL SEYSTEM WITH |  | Qatar |  |  |  |  | FG-TRAN-LX | FG-TRAN-LX
885 | 10GE SFP + TARNSCEIVER MODULE, LONG RANGE FOR ALL |  | Qatar |  |  |  |  | FG-TRAN-SFP+LR | FG-TRAN-SFP+LR
886 | PBA-NBRZANBC BOARD |  | Qatar |  |  |  |  | 3CM02859AN | 3CM02859AN
887 | C8-10/100ETH-TX |  | Qatar |  |  |  |  | 3HE01022AA | 3HE01022AA
888 | CHAS - 7750 SR-c12 Chassis Spare |  | Qatar |  |  |  |  | 3HE01111BA | 3HE01111BA
889 | CMA - 7710 SR 1-PT CH OC3/STM1 CES |  | Qatar |  |  |  |  | 3HE03077AA | 3HE03077AA
890 | CMA - 77x0 SR 5-PT GE CMA-XP SFP |  | Qatar |  |  |  |  | 3HE03610AA | 3HE03610AA
891 | PEM 7750 SR-C12 DC PEM-3 |  | Qatar |  |  |  |  | 3HE03659AA | 3HE03659AA
892 | FAN - 7750 SR-c12 HF Fan Tray |  | Qatar |  |  |  |  | 3HE03660AA | 3HE03660AA
893 | 7750 SR 2PT 10G MDA-XP |  | Qatar |  |  |  |  | 3HE03685AA | 3HE03685AA
894 | Microwave ODU |  | Qatar |  |  |  |  | 52413880 | 52413880
895 | Microwave ODU,RTN XMC,23G,-3,X233LA,Low site,H,222 |  | Qatar |  |  |  |  | 52413882 | 52413882
896 | Microwave ODU,RTN XMC,23G,-3,X233HA,High site,H,23 |  | Qatar |  |  |  |  | 52413883 | 52413883
897 | MICROWAVE ODU,RTN XMC,15G,-3 LOW SITE |  | Qatar |  |  |  |  | 52413908 | 52413908
898 | MICROWAVE ODU,RTN XMC 15G,-3 HIGH SITE |  | Qatar |  |  |  |  | 52413909 | 52413909
899 | Microwave ODU,RTN XMC,15G,-3,High site,H,15117MHz, |  | Qatar |  |  |  |  | 52413911 | 52413911
900 | "single-mode eSFP kit (for GE or 1.25G CPRI),10km" |  | Qatar |  |  |  |  | 02230WVY | 02230WVY
901 | "RTN 380 Low site(1000Mbps capacity, 1GE interface |  | Qatar |  |  |  |  | 02310XXE | 02310XXE
902 | "RTN 380 High site(1000Mbps capacity, 1GE interfac |  | Qatar |  |  |  |  | 02310XXF | 02310XXF
903 | "OptiX RTN,PI-DC A11,power injector" |  | Qatar |  |  |  |  | 02310YPJ | 02310YPJ
904 | 210GE/GE+4GE Ethernet Service Processing Board |  | Qatar |  |  |  |  | 03023GHT | 03023GHT
905 | Symmetry Twist Cable100ohm0.53mm24AWG4PairBlackOut |  | Qatar |  |  |  |  | 25050238 | 25050238
906 | "Microwave Antenna,A80S06HAC,80GHz,600mmH,Single P |  | Qatar |  |  |  |  | 52431760 | 52431760
907 | Single RET Control Unit for PN 6876300G |  | Qatar |  |  |  |  | HMDCU-G0000 | HMDCU-G0000
908 | 7750 SR-12 175A DC PEM-3 |  | Qatar |  |  |  |  | 3HE03663AA | 3HE03663AA
909 | FAN - 7750 SR-12 Enhanced Fan Tray |  | Qatar |  |  |  |  | 3HE05106AA | 3HE05106AA
910 | SFM - 7750 SR SFM5-12 |  | Qatar |  |  |  |  | 3HE08428AA | 3HE08428AA
911 | MAIN SHELF KIT - PSS32 |  | Qatar |  |  |  |  | 8DG59605AA | 8DG59605AA
912 | Cable Ass. Fiber Optic, 9/125um, Duplex, 1.8mm Pat |  | Qatar |  |  |  |  | 1AB215120039 | 1AB215120039
913 | 02DB ATTENUATOR |  | Qatar |  |  |  |  | 1AB371250002 | 1AB371250002
914 | Microwave Antenna,A80S03HAC,80GHz,300mm,HP,Single |  | Qatar |  |  |  |  | 52431759 | 52431759
915 | APM30H(Ver.E,-48VDC,TMC11H,DBS3900) |  | Qatar |  |  |  |  | 02114555 | 02114555
916 | BBU Box |  | Qatar |  |  |  |  | 02319940 | 02319940
917 | Single Cable,Straight Through Cable,10.00m,MP8-I,( |  | Qatar |  |  |  |  | 04023275 | 04023275
918 | Coaxial Connector,N,50ohm,Straight/Male, for 1/2" |  | Qatar |  |  |  |  | 14040150 | 14040150
919 | Coaxial Connector-N-50ohm-Straight-Female-For Cabl |  | Qatar |  |  |  |  | 14040288 | 14040288
920 | Coaxial Connector,N,50ohm,Angle Adapter,N(male)-N( |  | Qatar |  |  |  |  | 14040570 | 14040570
921 | Jumper,2PIN,2.54mm,Vertical,3A,With Cap |  | Qatar |  |  |  |  | 14050096 | 14050096
922 | Indoor Floor Installation Rack |  | Qatar |  |  |  |  | 21011177 | 21011177
923 | Grounding Unit |  | Qatar |  |  |  |  | 21120291 | 21120291
924 | BLANK PANEL |  | Qatar |  |  |  |  | 21134354 | 21134354
925 | Power Cable,450V/750V,60227 IEC 02(RV),16mm^2,Yell |  | Qatar |  |  |  |  | 25030429 | 25030429
926 | Power Cable,300V,UL2464,3.31mmBlack 30A Cable(Unit |  | Qatar |  |  |  |  | 25030671 | 25030671
927 | Qual-band combiner(G/D/U/L),790-960MHz/1710-1880MH |  | Qatar |  |  |  |  | 27030458 | 27030458
928 | Cavity Coupler,6dB,698-2700MHz,200W,NF,IM3:<=-140d |  | Qatar |  |  |  |  | 27130031 | 27130031
929 | Cavity Coupler,10dB,698-2700MHz,200W,NF,IM3:<=-140 |  | Qatar |  |  |  |  | 27130032 | 27130032
930 | Cavity Coupler,20dB,698-2700MHz,200W,NF,IM3:<=-140 |  | Qatar |  |  |  |  | 27130034 | 27130034
931 | Temperature sensor,NTC,Cable Length of 2m,2PIN whi |  | Qatar |  |  |  |  | 33010323 | 33010323
932 | Indoor Power, TP4860H, 110Vac Dual-Live Wire or 22 |  | Qatar |  |  |  |  | 01072715 | 01072715
933 | ILC29 BBU Installation Cabinet A(Ver.D,-48VDC,with |  | Qatar |  |  |  |  | 02115299 | 02115299
934 | FAU01D-01 Fan Unit |  | Qatar |  |  |  |  | 02120719 | 02120719
935 | Power Monitor Unit |  | Qatar |  |  |  |  | 02310LYP | 02310LYP
936 | Site Monitor Unit |  | Qatar |  |  |  |  | 02310MKF | 02310MKF
937 | pRRU3901 for Multi-Mode (2100M WCDMA + 1800M LTE + |  | Qatar |  |  |  |  | 02310WPG | 02310WPG
938 | RRU3959 for Multi-mode 2100MHz (2*60W) |  | Qatar |  |  |  |  | 02311GYV | 02311GYV
939 | BTS3911B 1800M+2100M Built in Antenna |  | Qatar |  |  |  |  | 02311HPF | 02311HPF
940 | 900GB 10K RPM SAS Disk Unit(2.5") |  | Qatar |  |  |  |  | 02359067 | 02359067
941 | TP48200A-distribution detect board |  | Qatar |  |  |  |  | 03020THS | 03020THS
942 | TP48300B-User Interface Board |  | Qatar |  |  |  |  | 03021PKX | 03021PKX
943 | AC&DC signal detect board Spare Part |  | Qatar |  |  |  |  | 03021QGD | 03021QGD
944 | TP48300B-Two Steps Power-down backplane |  | Qatar |  |  |  |  | 03021RKT | 03021RKT
945 | TP4860C power back board-Spare Part |  | Qatar |  |  |  |  | 03021TKC | 03021TKC
946 | Power Backplane, EN11AFBI, 1U*2.5U Module |  | Qatar |  |  |  |  | 03022DUA | 03022DUA
947 | Address Board, EN21DETH |  | Qatar |  |  |  |  | 03022QCU | 03022QCU
948 | -- Universal Main Processing & Transmission unit |  | Qatar |  |  |  |  | 03054886 | 03054886
949 | -- IT Equipment Cable,For BBU local maintenance a |  | Qatar |  |  |  |  | 04050386 | 04050386
950 | Power Cable,0.58m,2*2.5mm^2,Black,D3F-2S-II,RV Par |  | Qatar |  |  |  |  | 04150526 | 04150526
951 | Contactor, Normal Close, 48Vdc/200A, Screw Mountin |  | Qatar |  |  |  |  | 11020053 | 11020053
952 | Contactor,Double Coil,48V Coil,48V Contact,200A No |  | Qatar |  |  |  |  | 11020056 | 11020056
953 | Contactor, Normal Open, 48Vdc/50A, Screw Mounting |  | Qatar |  |  |  |  | 11020057 | 11020057
954 | Contactor, Normal Open, 48Vdc/200A, Screw Mounting |  | Qatar |  |  |  |  | 11020096 | 11020096
955 | Power Arrester,60kA,2000V,230VAC,Rail Mounting |  | Qatar |  |  |  |  | 19020151 | 19020151
956 | Lamp in Cabinet, DC 48V |  | Qatar |  |  |  |  | 23050077 | 23050077
957 | MBTS Cable Suite Label(Power+CPRI+E1) |  | Qatar |  |  |  |  | 29080022 | 29080022
958 | Door Magnetic Switch,Always Open,Covert Installati |  | Qatar |  |  |  |  | 33010007 | 33010007
959 | Temperature&Humidity Sensor,15V~24VDC,(+/-)0.8degC |  | Qatar |  |  |  |  | 33010286 | 33010286
960 | Liquid Level Sensor,D18*64mm,Cable Length 2700mm,C |  | Qatar |  |  |  |  | 33010290 | 33010290
961 | Transparent RET Bracket Cover |  | Qatar |  |  |  |  | C1093 | C1093
962 | Power Lightning Arrester,20KA,1.8KV,220V,Terminal, |  | Qatar |  |  |  |  | 19020062 | 19020062
963 | BTS3900L Cabinet (Ver.D, DC -48V) |  | Qatar |  |  |  |  | 02113719 | 02113719
964 | Rectifier Module, R4850, 1U, 3000W, High Efficienc |  | Qatar |  |  |  |  | 02310HBJ | 02310HBJ
965 | FORTICARRIER- FORTICARRIER- 3810A |  | Qatar |  |  |  |  | FO-P05341-01-02 FORTIGATE | FO-P05341-01-02 FORTIGATE
966 | Auto Power Monitor Unit |  | Qatar |  |  |  |  | 03021JAH | 03021JAH
967 | Indoor Mini Box (3U) |  | Qatar |  |  |  |  | 21041214 | 21041214
968 | "Cavity 4 Way Power Splitter,698-2700MhHz,300W,N-F |  | Qatar |  |  |  |  | 27020301 | 27020301
969 | Optical Transceiver-XFP-1611nm-9.95~11.1Gb/s-0dBm- |  | Qatar |  |  |  |  | 34060554 | 34060554
970 | CF - 2 GB COMPACT FLASH |  | Qatar |  |  |  |  | 3HE01619AA | 3HE01619AA
971 | MDA - 7750 10-PT GE MDA-XP SFP |  | Qatar |  |  |  |  | 3HE03611AA | 3HE03611AA
972 | SFP+á 10GE LR - LC ROHS6/6 0/70C - SPP5300LR-A8 |  | Qatar |  |  |  |  | 3HE04823AA | 3HE04823AA
973 | SFP& 10GE SR - LC ROHS6 6 0 7 |  | Qatar |  |  |  |  | 3HE04824AA | 3HE04824AA
974 | IOM - 7450 ESS IOM3-XP-C |  | Qatar |  |  |  |  | 3HE08427AA | 3HE08427AA
975 | CHAS - 7750 SR-12-B CHASSIS S |  | Qatar |  |  |  |  | 3HE10768AA | 3HE10768AA
976 | 3900 Series BTS Macro,Site Auxiliary Material Kit( |  | Qatar |  |  |  |  | 02230TWY | 02230TWY
977 | High Speed Cable,SFP Transmission Cable,2.0m,SFP20 |  | Qatar |  |  |  |  | 04050098 | 04050098
978 | RF Cable,4.0m,7/16DIN50AM,COAX50-8.7/3.55B,DIN50SM |  | Qatar |  |  |  |  | 04130029 | 04130029
979 | Coaxial Connector,N,50ohm,Straight/Male,for 1/2 In |  | Qatar |  |  |  |  | 14040563 | 14040563
980 | Directional Antenna,DXXXX-790-862/880-960/1710-269 |  | Qatar |  |  |  |  | 27011355-001 | 27011355-001
981 | Cavity 2 Way Power Splitter,698-2700MhHz,300W,N-F, |  | Qatar |  |  |  |  | 27020092 | 27020092
982 | Cavity 3 Way Power Splitter,698-2700MhHz,300W,N-F, |  | Qatar |  |  |  |  | 27020093 | 27020093
983 | Outdoor Combiner,DC-1710-1880/1920-2200-01-2in1,17 |  | Qatar |  |  |  |  | 27030115 | 27030115
984 | Outdoor Combiner,DC-790-862/880-960-01-2in1-EN,790 |  | Qatar |  |  |  |  | 27030116 | 27030116
985 | Outdoor Combiner,DC-1710-2200/2490-2700-10,6*7/16 |  | Qatar |  |  |  |  | 27030117 | 27030117
986 | Load,0-3GHz,100W,IM3:<=-110dBc@2x43dBm,NM,Indoor |  | Qatar |  |  |  |  | 27110102 | 27110102
987 | Cavity Coupler,15dB,698-2700MHz,200W,NF,IM3:<=-140 |  | Qatar |  |  |  |  | 27130033 | 27130033
988 | Downtilt Kit-F |  | Qatar |  |  |  |  | 27150498 | 27150498
989 | AAU3911 1800MHz 2T4R', 2*60W(UP)+2100MHz 2T4R', 2* |  | Qatar |  |  |  |  | 02311ELP | 02311ELP
990 | MBTS DBS Cable Suite Label |  | Qatar |  |  |  |  | 29080025 | 29080025
991 | Embedded Power, ETP48200, 220/380Vac Three-Phase o |  | Qatar |  |  |  |  | 01072468 | 01072468
992 | Optical Cable Parts,DLC/UPC,DLC/UPC,single mode,30 |  | Qatar |  |  |  |  | 14130643 | 14130643
993 | SUN Netra T5440 |  | Qatar |  |  |  |  | 31301890 | 31301890
994 | Modular Power Distribution Unit(MPDU) |  | Qatar |  |  |  |  | 408677540 | 408677540
995 | "OptiX RTN,PI-AC B20,power injector" |  | Qatar |  |  |  |  | 02311BTL | 02311BTL
996 | "Optical Cable Parts,DLC/PC,DLC/PC,Multi-mode,100m |  | Qatar |  |  |  |  | 14130623 | 14130623
997 | "Optical Cable Parts,DLC/PC,DLC/PC,Multi-mode,150m |  | Qatar |  |  |  |  | 14130625 | 14130625
998 | "Power Cable,600V,UL3386,16AWG,Black,20A,UL (Unit: |  | Qatar |  |  |  |  | 25030704 | 25030704
999 | "Power Cable,600V,UL3386,16AWG,Blue,20A,UL (Unit:m |  | Qatar |  |  |  |  | 25030705 | 25030705
1000 | Twisted-Pair Cable,100ohm,Category 5e UTP,0.51mm,- |  | Qatar |  |  |  |  | 25050014 | 25050014
1001 | Microwave Antenna,A80S06HAC,80GHz,600mmHPSingle Po |  | Qatar |  |  |  |  | 52432080 | 52432080
1002 | Outdoor Cabinet with 12kW 3 module- Two Chambers ( |  | Qatar |  |  |  |  | ELT-PSU12K-CTE30439.4000 | ELT-PSU12K-CTE30439.4000
1003 | OptiX OSN 8800,TN5M3NQ201,4x10G Line Service Board |  | Qatar |  |  |  |  | 02310EKN-0065 | 02310EKN-0065
1004 | Power Cable,450V/750V,60227 IEC 02(RV),25mm^2,Blue |  | Qatar |  |  |  |  | 25030101 | 25030101
1005 | Power Cable,450V/750V,60227 IEC 02(RV),25mm^2,Blac |  | Qatar |  |  |  |  | 25030432 | 25030432
1006 | Power Cable,450V/750V,H07Z-K UL3386,16mm^2,Blue,10 |  | Qatar |  |  |  |  | 25030586 | 25030586
1007 | Power Cable,450V/750V,H07Z-K UL3386,16mm^2,Black,1 |  | Qatar |  |  |  |  | 25030639 | 25030639
1008 | Power Cable,300V,UL2464,4x20AWG,Black(4Cores:Yello |  | Qatar |  |  |  |  | 25030641 | 25030641
1009 | Power Cable,450V/750V,H07Z-K UL3386,6mm^2,Blue,58A |  | Qatar |  |  |  |  | 25030697 | 25030697
1010 | Power Cable,450V/750V,H07Z-K UL3386,6mm^2,Black,58 |  | Qatar |  |  |  |  | 25030703 | 25030703
1011 | Twisted-Pair Cable,100ohm,SEYYP,0.48mm,26AWG,4 Pai |  | Qatar |  |  |  |  | 25050207 | 25050207
1012 | RF Cable,Copper-clad Aluminium Wire,50ohm,Black,1/ |  | Qatar |  |  |  |  | 25070076 | 25070076
1013 | RECTIFIER 34A 1800W-K1801208007B SAFT |  | Qatar |  |  |  |  | 3BK07812CA | 3BK07812CA
1014 | Fan Box,PARC,WP1E2PFNS,Base Station Controller 9 F |  | Qatar |  |  |  |  | 02120370 | 02120370
1015 | Power Distribution Box,PARCb,WP1EPEMa,Power Entry |  | Qatar |  |  |  |  | 02120757 | 02120757
1016 | PARC,WP1K1PBCS,PARC Base Shelf |  | Qatar |  |  |  |  | 02300562 | 02300562
1017 | PARC WP11SCUb GE Switching and Control Unit REV:b |  | Qatar |  |  |  |  | 03053067 | 03053067
1018 | PARC WP11DPUf Data Processing Unit REV:f |  | Qatar |  |  |  |  | 03053299 | 03053299
1019 | PARC WP11GCUb General Clock Unit REV:b |  | Qatar |  |  |  |  | 03054333 | 03054333
1020 | 7549SG-1 |  | Qatar |  |  |  |  | 3EM22598AA | 3EM22598AA
1021 | SG-1 For G9 |  | Qatar |  |  |  |  | 3EM22598AB | 3EM22598AB
1022 | MG,7549,RoHS,Quad-OC3/STM1 Enhanced |  | Qatar |  |  |  |  | 3EM23674AB | 3EM23674AB
1023 | SWITCH PROCESSING I/O BNC BITS WITH STARTUM 3 MODU |  | Qatar |  |  |  |  | 600-00-5032 | 600-00-5032
1024 | Ethernet 10/100- 530-02-0044 |  | Qatar |  |  |  |  | 600-00-5034 | 600-00-5034
1025 | Ethernet 1000 with Copper SFP (1 port)- 530-02-204 |  | Qatar |  |  |  |  | 600-00-5037 | 600-00-5037
1026 | Redundancy Crossbar [Rec2]- 530-01-0427 |  | Qatar |  |  |  |  | 600-00-5041 | 600-00-5041
1027 | Multi-service 4-port ATM STM-1/OC-3 Single-Mode SF |  | Qatar |  |  |  |  | 600-00-5050 | 600-00-5050
1028 | LINE CARD ST 40 2ND GEN_IP_PORT (GLC2), ASRK5 (1AF |  | Qatar |  |  |  |  | 600-00-5058 | 600-00-5058
1029 | (1AF24947AA)LINE CARD_FNLASY, 8 PORT ETHERNET 10/1 |  | Qatar |  |  |  |  | 600-30-0005 | 600-30-0005
1030 | QGLC Rev2 4-Port Ethernet (1AF24244AA) - 530-60-64 |  | Qatar |  |  |  |  | 600-30-0007 | 600-30-0007
1031 | FNLASY, PACKET SERVICES CARD (PSC2) 32GB=K9 (530-6 |  | Qatar |  |  |  |  | 68-3815-02 | 68-3815-02
1032 | CISCO 2811 V06 |  | Qatar |  |  |  |  | 800-26920-05 B0 | 800-26920-05 B0
1033 | R2X X - PL002 |  | Qatar |  |  |  |  | 800-33601-01 | 800-33601-01
1034 | OMNI SWITCH 24 PORT |  | Qatar |  |  |  |  | 902547-90 | 902547-90
1035 | CTX-8530053-PC -HDD + CD - CITRIX - AHMED JABAR VF |  | Qatar |  |  |  |  | IBM 90Y8873 | IBM 90Y8873
1036 | Cisco Battery Backup |  | Qatar |  |  |  |  | R2XX-LBBU2 | R2XX-LBBU2
1037 | Patch Cord,LC/PC,LC/PC,Multi-mode,10m,A1B,2mm |  | Qatar |  |  |  |  | 14130222 | 14130222
1038 | Patch Cord,LC/PC,FC/PC,Single-mode,30m,G.652D,2mm |  | Qatar |  |  |  |  | 14130278 | 14130278
1039 | Patch Cord,LC/PC,LC/PC,Multi-mode,20m,A1b,2mm |  | Qatar |  |  |  |  | 14130295 | 14130295
1040 | Patch Cord,LC/PC,LC/PC,Multi-mode,5m,A1b,2mm |  | Qatar |  |  |  |  | 14130296 | 14130296
1041 | LC/PC-LC/PC SM 9/125 D*2.0mm PVC 15M |  | Qatar |  |  |  |  | LC/PC-LC/PC SM 15M | LC/PC-LC/PC SM 15M
1042 | LC/PC-LC/PC SM 9/125 D*2.0mm PVC 2M |  | Qatar |  |  |  |  | LC/PC-LC/PC SM 2M | LC/PC-LC/PC SM 2M
1043 | LC/PC-LC/PC SM 9/125 D*2.0mm PVC 30M |  | Qatar |  |  |  |  | LC/PC-LC/PC SM 30M | LC/PC-LC/PC SM 30M
1044 | SFP+ 10GE ZR - LC ROHS6/6 0/70C |  | Qatar |  |  |  |  | 3HE05894AA | 3HE05894AA
1045 | FORTIGATE-3810A-E4 SPARE (FG3K8A3409600029) |  | Qatar |  |  |  |  | 1AK02511AA | 1AK02511AA
1046 | SAR-A W/ 12 ENET -48 VDC |  | Qatar |  |  |  |  | 3HE06796AA | 3HE06796AA
1047 | 6 PORT ETHERNET MODULE FOR SAR-M |  | Qatar |  |  |  |  | 3HE09170AA | 3HE09170AA
1048 | SFP - GIGE BX10-U - LC R6/6 DDM -40/85C |  | Qatar |  |  |  |  | 3HE00868CA | 3HE00868CA
1049 | Optical Cable Parts,DLC/PC,DLC/PC,Multi-mode,5m,2 |  | Qatar |  |  |  |  | 14130615 | 14130615
1050 | Optical Cable Parts,DLC/PC,DLC/PC,Multi-mode,120m, |  | Qatar |  |  |  |  | 14130624 | 14130624
1051 | NG FAN UNIT |  | Qatar |  |  |  |  | 3AL81205AC | 3AL81205AC
1052 | 12DB ATTENUATOR |  | Qatar |  |  |  |  | 1AB371250004 | 1AB371250004
1053 | MPT-HC V2 11GHz 530/490 1/1P |  | Qatar |  |  |  |  | 3DB20371BA | 3DB20371BA
1054 | SP-7000-1+10G-AC SPARE |  | Qatar |  |  |  |  | CG23711092SA | CG23711092SA
1055 | TMS-2800-8X10GE-AC SPARE |  | Qatar |  |  |  |  | CG23714015HC | CG23714015HC
1056 | COMPACT NSX 630F(SHNEIDER) |  | Qatar |  |  |  |  | LV432877 | LV432877
1057 | PCM CABLE 1 PAIR (METERS)-200 meters |  | Qatar |  |  |  |  | 3BK08941AA | 3BK08941AA
1058 | 1X25MM2 Y/G POWER CABLE RVK 100M |  | Qatar |  |  |  |  | 3BK08964BA | 3BK08964BA
1059 | 120 OHM CABLE (METERS) 100 meters |  | Qatar |  |  |  |  | 3BK08965AA | 3BK08965AA
1060 | CBLE ASSY, FO,SM,108MM DX,DUAL Y,LC-LC - (CPN:1AB2 |  | Qatar |  |  |  |  | 1919241-2 | 1919241-2
1061 | ED 4 EQUIPMENT CONTROLLER(-40/65C) |  | Qatar |  |  |  |  | 3KC12828AB | 3KC12828AB
1062 | PSS-36 BT36 EXTRACTION TOOL |  | Qatar |  |  |  |  | 3KC19251AA | 3KC19251AA
1063 | PSS-36 SHELF (SHELF + AIR FILTER + BACKP |  | Qatar |  |  |  |  | 3KC19175AA | 3KC19175AA
1064 | PSS-36 Bus Termination Card |  | Qatar |  |  |  |  | 8DG09176AA | 8DG09176AA
1065 | FC-FC 5m Duplex |  | Qatar |  |  |  |  | 332-14OS2F1F1005 | 332-14OS2F1F1005
1066 | FC-FC 10m Duplex |  | Qatar |  |  |  |  | FP FFP93D10M | FP FFP93D10M
1067 | FINISAR SFP-CLASS 1 21CFR1040.10 |  | Qatar |  |  |  |  | FTLX8574D3BCL | FTLX8574D3BCL
1068 | 256MB COMPACT FLASH CARD (-40/+85C) |  | Qatar |  |  |  |  | 1AB147830012 | 1AB147830012
1069 | IP INTERFACE UNIT |  | Qatar |  |  |  |  | 03055293 | 03055293
1070 | EAH-15-0490-012 ODU300V2 15GHZ(475/490) |  | Qatar |  |  |  |  | 3DB23039AF | 3DB23039AF
1071 | COAX CABLE5 50 OHMS10,8MM (meters) |  | Qatar |  |  |  |  | 1AC001100022 | 1AC001100022
1072 | 8 CHANNEL COLORLESS WAVELENGTH ROUTER - |  | Qatar |  |  |  |  | 8DG59827AA | 8DG59827AA
1073 | OSS General Processing Unit-WM1DOSSGPU00 |  | Qatar |  |  |  |  | 03053774 | 03053774
1074 | Dust Filter |  | Qatar |  |  |  |  | 3AG33589AA | 3AG33589AA
1075 | TP4860H-N06A3-0A, Rectifier Spares |  | Qatar |  |  |  |  | 01071425 | 01071425
1076 | RTN 980 Assembly Chassis(-48V) |  | Qatar |  |  |  |  | 02352571 | 02352571
1077 | Signal Cable,Shielded Straight Through Cable,5m,MP |  | Qatar |  |  |  |  | 04070009 | 04070009
1078 | Cable Bundle, SAU Optional Cable, Used for AC Volt |  | Qatar |  |  |  |  | 04090595 | 04090595
1079 | Cable Bundle, SAU Optional Cable, Used for Double |  | Qatar |  |  |  |  | 04090596 | 04090596
1080 | Power Cable,0.4m,6mm^2,Yellow&Green,OT6-4,H07Z-K-6 |  | Qatar |  |  |  |  | 04150052 | 04150052
1081 | Power cable for Huawei power cube , Battery charge |  | Qatar |  |  |  |  | 04150551 | 04150551
1082 | Current Transformer,1:3000,20000uH,75A,Magnitic Ri |  | Qatar |  |  |  |  | 09060067 | 09060067
1083 | MAGN CONTR 60VDC 48/60VDC 250A SPST |  | Qatar |  |  |  |  | 0729075526 | 0729075526
1084 | SURGE PROTECTOR 280V 40KA |  | Qatar |  |  |  |  | 0922810631 | 0922810631
1085 | WIRE+TERM TEMP SENSE 470K NTC 3M G1 |  | Qatar |  |  |  |  | 364E25816000 | 364E25816000
1086 | Optical Cable Assembly,DLC/UPC,DLC/UPC,Single-mode |  | Qatar |  |  |  |  | 14130650 | 14130650
1087 | IP Interface Unit (4 STM-1, Channelized) |  | Qatar |  |  |  |  | 03052748 | 03052748
1088 | OPTO TRX SFP I-16.1 DDM |  | Qatar |  |  |  |  | 1AB196370005 | 1AB196370005
1089 | E1/Dual RJ-45 Interface Card |  | Qatar |  |  |  |  | 00062138.01 | 00062138.01
1090 | Mounting Kit for ETSI Cabinet |  | Qatar |  |  |  |  | 00062139 | 00062139
1091 | SHALD-B Shelf Alarm Display |  | Qatar |  |  |  |  | C112649 | C112649
1092 | MRB3L08 8GB Registered DDR3L DIMM |  | Qatar |  |  |  |  | C112836 | C112836
1093 | MRB3L16 16GB Registered DDR3L DIMM |  | Qatar |  |  |  |  | C112837 | C112837
1094 | SFPF2L SFP FC Transceiver. 2 Gbit/s LC |  | Qatar |  |  |  |  | P02028 | P02028
1095 | SFPS1L SFP STM-1 SM LC Optical Transce |  | Qatar |  |  |  |  | P02032 | P02032
1096 | SFPCS Transceiver Copper Short Range |  | Qatar |  |  |  |  | P02033 | P02033
1097 | XFPMM-A 10GB XFP Multi Mode 850nm |  | Qatar |  |  |  |  | P02035 | P02035
1098 | SFPPMM SFP+ Multi Mode Transceiver Mod |  | Qatar |  |  |  |  | P02045 | P02045
1099 | HDS60-A Hard Disk SAS 600 GB |  | Qatar |  |  |  |  | P02053 | P02053
1100 | MEMORY STICK FLASH 16Gb USB3.1 |  | Qatar |  |  |  |  | P135169 | P135169
1101 | Coaxial Cable ,Copper-clad Aluminium 50ohm,7.6mm,4 |  | Qatar |  |  |  |  | 25070149 | 25070149
1102 | 1 PORT 10GE / 10 PORT 1GE 10G-CARD V2 |  | Qatar |  |  |  |  | 3HE06153AC | 3HE06153AC
1103 | OPTO TRX SFP 1.25GBE LX DDM -40/+85 |  | Qatar |  |  |  |  | 1AB187280040 | 1AB187280040
1104 | SIMPLEX JUMPER 3.5M - ETSI |  | Qatar |  |  |  |  | 1AB215120078 | 1AB215120078
1105 | XFP CWDM (40KM) 10G DDM 1511NM (-40/85) |  | Qatar |  |  |  |  | 1AB379240011 | 1AB379240011
1106 | 20X1GE PACKET MODULE V2 (1S) |  | Qatar |  |  |  |  | 8DG08782BA | 8DG08782BA
1107 | MPR Memory L6TD-410 |  | Qatar |  |  |  |  | 3DB18901AB | 3DB18901AB
1108 | RU3952m for Multi-mode 1800MHz |  | Qatar |  |  |  |  | 02311EKM | 02311EKM
1109 | PACKET AND CONTROLER 2 PAC - 2 |  | Qatar |  |  |  |  | 3EM23737AA | 3EM23737AA
1110 | FORTIGATE-620B SPARE (FG 600B3911600094) |  | Qatar |  |  |  |  | 1AK02509AA | 1AK02509AA
1111 | ASH16-A ATCA Shelf |  | Qatar |  |  |  |  | C112648 | C112648
1112 | CB 100A 1-POLE D-TYPE PLUG IN AS |  | Qatar |  |  |  |  | 0831070419 | 0831070419
1113 | MP 3.2KW 48V 2X230VAC 1SH |  | Qatar |  |  |  |  | CM0411.001 | CM0411.001
1114 | Smartpack2 Basic G2 |  | Qatar |  |  |  |  | 242100.501 | 242100.501
1115 | JNP:EX-SFP-10GE-SR |  | Qatar |  |  |  |  | EX-SFP-10GE-SR | EX-SFP-10GE-SR
1116 | JUI:EX-SFP-1GE-T |  | Qatar |  |  |  |  | EX-SFP-1GE-T | EX-SFP-1GE-T
1117 | Optical Cable Parts,DLC/PC,DLC/PC,Multi-mode,10m,2 |  | Qatar |  |  |  |  | 14130616 | 14130616
1118 | "Dust Filter Replacement for AFAN-H (3EC37533AB, A |  | Qatar |  |  |  |  | 1AD014270005 | 1AD014270005
1119 | "ISAM FX Dust filter for 16-slot shelf, for BFAN" |  | Qatar |  |  |  |  | 3FE67952AA | 3FE67952AA
1120 | SHELF,1830 PSS-64 |  | Qatar |  |  |  |  | 3AG33210AB | 3AG33210AB
1121 | OptiX RTN 980,SLBMSITE91,RTN 980 Basal Configurati |  | Qatar |  |  |  |  | 02310MHY | 02310MHY
1122 | 32 PORT T1/E1 ASAP CARD V2 (-48/+24VDC) - 7705 SAR |  | Qatar |  |  |  |  | 3HE02781AA | 3HE02781AA
1123 | Flatpack2 32kW Power system (including USB cable ( |  | Qatar |  |  |  |  | C22038.000 | C22038.000
1124 | ALU SFP L-1.1 -40/+85 |  | Qatar |  |  |  |  | 1AB376350002 | 1AB376350002
1125 | MCAS_RMS_DL380G9_2 2680 16X600 128 AC |  | Qatar |  |  |  |  | 3BW39800AH | 3BW39800AH
1126 | MCAS_RMS_HP5510 24 AC SWITCH |  | Qatar |  |  |  |  | 3BW39800CT | 3BW39800CT
1127 | RMS_NETAPP 2800 AC CONTROLLER 24DISK |  | Qatar |  |  |  |  | 3BW39800EC | 3BW39800EC
1128 | RMS_NETAPP 2800 AC EXPANSION 24DISK |  | Qatar |  |  |  |  | 3BW39800ED | 3BW39800ED
1129 | OptiX RTN,PI-DC B20,power injector |  | Qatar |  |  |  |  | 02311JFH | 02311JFH
1130 | Function Module,OptiX RTN 380H,SLEMSITE49,High sit |  | Qatar |  |  |  |  | 02311UQA | 02311UQA
1131 | Function Module,OptiX RTN 380H,SLEMSITE50,Low site |  | Qatar |  |  |  |  | 02311UQB | 02311UQB
1132 | OptiX RTN 900,SL91AUX,Assistant Channel Interface |  | Qatar |  |  |  |  | 03020RES | 03020RES
1133 | Optical transceiver,SFP+,1310nm,10.3125Gb/s,-8.2~0 |  | Qatar |  |  |  |  | 34060599 | 34060599
1134 | FORTIGATE-310B SPARE (FG 300B3911600304) |  | Qatar |  |  |  |  | 1AK02508AA | 1AK02508AA
1135 | MPT-XP-HQAM 11GHz INF |  | Qatar |  |  |  |  | 3DB22002CA | 3DB22002CA
1136 | MPT-XP-HQAM 11GHz SUP |  | Qatar |  |  |  |  | 3DB22003CB | 3DB22003CB
1137 | Rectifier R48-3500e |  | Qatar |  |  |  |  | BML440066/1 | BML440066/1
1138 | FPBA-NELT-B 36 Port Ethernet LT |  | Qatar |  |  |  |  | 3FE62543AA | 3FE62543AA
1139 | 48 x 10GE SFP+ slots, 2 x GE RJ45 Management, Fort |  | Qatar |  |  |  |  | FG-3200D | FG-3200D
1140 | 12MM Hot Deep Galvanized 6x19 core IWRC 580m |  | Qatar |  |  |  |  | FLM-SPARE-12MM-GW | FLM-SPARE-12MM-GW
1141 | Turn Buckle pallet |  | Qatar |  |  |  |  | FLM-SPARE-TURN-BUCKLE | FLM-SPARE-TURN-BUCKLE
1142 | FLM COW U BOLT - 12MM (1400) |  | Qatar |  |  |  |  | INS-ACCESSORIES BOX 2 | INS-ACCESSORIES BOX 2
1143 | FLM COW wire 12MM 1000m Drum AE21707 |  | Qatar |  |  |  |  | VFQ-CW-12MM-AE21707 | VFQ-CW-12MM-AE21707
1144 | FLM COW wire 13MM 900m Drum AE21710 |  | Qatar |  |  |  |  | VFQ-CW-13MM-AE21710 | VFQ-CW-13MM-AE21710
1145 | FLM COW wire 14MM 1000m Drum AE21711 |  | Qatar |  |  |  |  | VFQ-CW-14MM-AE21711 | VFQ-CW-14MM-AE21711
1146 | MPT-MC 23GHz 1008 2/2P |  | Qatar |  |  |  |  | 3DB20831AC | 3DB20831AC
1147 | Optical Cable Parts,DLC/PC,DLC/PC,Multi-mode,20m,2 |  | Qatar |  |  |  |  | 14130617 | 14130617
1148 | SAR-A W/ 12 ENET 8 T1/E1 -48 VDC, 7705 SAR-A |  | Qatar |  |  |  |  | 3HE06797AA | 3HE06797AA
1149 | SYS-7210 SAS-T-12F 10T XFP ETR |  | Qatar |  |  |  |  | 3HE08117AA | 3HE08117AA
1150 | EQUIPMENT CONTROLLER (16GB) |  | Qatar |  |  |  |  | 8DG59241AD | 8DG59241AD
1151 | HIGH POWER LOW GAIN DWDM AMPLIFIER |  | Qatar |  |  |  |  | 8DG59945AA | 8DG59945AA
1152 | 8280 Integrated Frame(1+1) |  | Qatar |  |  |  |  | 02300662 | 02300662
1153 | OSS Self Maintenance Unit |  | Qatar |  |  |  |  | 03057062 | 03057062
1154 | OSS General Processing Unit |  | Qatar |  |  |  |  | 03057063 | 03057063
1155 | 4.3/10 Male Screw to 7/16 DIN Male, 1/2"" Superfle |  | Qatar |  |  |  |  | AAS-12HF-43SMDM-5M | AAS-12HF-43SMDM-5M
1156 | Twin 4-Band 8 Port 65 X-Pol 698-2690MHz Amphenol A |  | Qatar |  |  |  |  | AMPH-5965400PG | AMPH-5965400PG
1157 | Optical Cable Parts,DLC/PC,DLC/PC,Multi-mode,50m,2 |  | Qatar |  |  |  |  | 14130620 | 14130620
1158 | CABLE SFP+10GBE, .65M DAC,HP |  | Qatar |  |  |  |  | JD095C | JD095C
1159 | CABLE SFP+10GBE,3.0M DAC,HP |  | Qatar |  |  |  |  | JD097C | JD097C
1160 | MDA - 7450 10-PT GE MDA -XP SFP |  | Qatar |  |  |  |  | 3HE03614AA | 3HE03614AA
1161 | Universal cabinet door,sidep,racklamps |  | Qatar |  |  |  |  | 3FE28688AA | 3FE28688AA
1162 | 10Gbps SFP+LR 10KM |  | Qatar |  |  |  |  | 3FE62600AA | 3FE62600AA
1163 | IMM - 7X50 5-PT 10GE XFP - L3HQ |  | Qatar |  |  |  |  | 3HE04741AA | 3HE04741AA
1164 | AMPHINOL GSM ANTENNA |  | Qatar |  |  |  |  | 6876300G | 6876300G
1165 | Dell PowerEdge server |  | Qatar |  |  |  |  | Dell PowerEdge R720 | Dell PowerEdge R720
1166 | F5 LTM load balancer |  | Qatar |  |  |  |  | F5-BIG-LTM-I2600 | F5-BIG-LTM-I2600
1167 | MDA 7450 20 PT GE MDA XP SFP |  | Qatar |  |  |  |  | 3HE03615AA | 3HE03615AA
1168 | IOM3-XP |  | Qatar |  |  |  |  | 3HE03620AA | 3HE03620AA
1169 | Co-axial Cable RG 11 Full Copper |  | Qatar |  |  |  |  | INE1058642/1 | INE1058642/1
1170 | 4.8M feet dish antenna special design |  | Qatar |  |  |  |  | INE1066156/1 | INE1066156/1
1171 | Rack Accessory to hold MSW & PSUs |  | Qatar |  |  |  |  | INE1066164 | INE1066164
1172 | OTHER NETWORK ACCESSORY, PoE EXTENDER |  | Qatar |  |  |  |  | 02311MBB | 02311MBB
1173 | Display & Keyboard drawer, 1HU, 12V |  | Qatar |  |  |  |  | 7161351-00 | 7161351-00
1174 | ION-M18/21 LS |  | Qatar |  |  |  |  | 7164929-0113 | 7164929-0113
1175 | OTRx 8-9/18/21 MU-G |  | Qatar |  |  |  |  | 7566564-03 | 7566564-03
1176 | OTRx 4-9/18/21-26 MU-G |  | Qatar |  |  |  |  | 7621564-00 | 7621564-00
1177 | RMC1900ION-M WITH ALARM WITH BBU |  | Qatar |  |  |  |  | 7724875-0020 | 7724875-0020
1178 | FG-TRAN-SX -SFP |  | Qatar |  |  |  |  | AFBR-5710PZ | AFBR-5710PZ
1179 | FORTIGATE-280D-POE |  | Qatar |  |  |  |  | FG-280D-POE | FG-280D-POE
1180 | Flate Pack |  | Qatar |  |  |  |  | 1AF16500AAAA | 1AF16500AAAA
1181 | 112SCX10 100G MUX, 10CL,COHERENT |  | Qatar |  |  |  |  | 8DG17121AA | 8DG17121AA
1182 | EMA- SFP ZR 80km 10Gbps I-temp |  | Qatar |  |  |  |  | 3FE65832AA | 3FE65832AA
1183 | 22x GE RJ45 ports,4x GE RJ45 |  | Qatar |  |  |  |  | FG-800D | FG-800D
1184 | FORTISANDBOX-1000F Hardware |  | Qatar |  |  |  |  | FSA-1000F-BDL-970-12 | FSA-1000F-BDL-970-12
1185 | Power Cable,0.7m,Blue/Black,HDEPC,2*H07Z-K-4^2BL+2 |  | Qatar |  |  |  |  | 04152214 | 04152214
1186 | "Optical Cable Parts,MPO/PC,MPO/PC,Multi-mode,10m, |  | Qatar |  |  |  |  | 14130822 | 14130822
1187 | "Optical Cable Parts,DLC/UPC,DLC/UPC,single mode,1 |  | Qatar |  |  |  |  | 14136286 | 14136286
1188 | Functional Module,HERT BBU,WD2M1UEIUb,Universal En |  | Qatar |  |  |  |  | 02311UDV | 02311UDV
1189 | High Speed Transceiver,QSFP+,850 nm,9.8304 G,-7.6d |  | Qatar |  |  |  |  | 34060635 | 34060635
1190 | PSS-64 MATRIX 1.9T |  | Qatar |  |  |  |  | 3AG33537AB | 3AG33537AB
1191 | MPT-HC V2 23GHz 1008 2/2P |  | Qatar |  |  |  |  | 3DB20470BA | 3DB20470BA
1192 | Fortinet 3000D 16x 10GE SFP + slots , 2 x GE RJ45M |  | Qatar |  |  |  |  | FG-3000D | FG-3000D
1193 | MG,7549,RoHS, Upper fan Tray Module |  | Qatar |  |  |  |  | 3EM23233AA | 3EM23233AA
1194 | "Optical Cable Parts,DLC/PC,DLC/PC,Multi-mode,70m, |  | Qatar |  |  |  |  | 14130622 | 14130622
1195 | CFP2 100G BASE-SR10 (10X10G) SINGLE RATE |  | Qatar |  |  |  |  | 1AB426470002 | 1AB426470002
1196 | REMOTE VENTING DEGAZING SYSTEM ENERSYS 1 |  | Qatar |  |  |  |  | 1AF26327AA | 1AF26327AA
1197 | DEGASING TUBE FOR EXIDE BATTERIES |  | Qatar |  |  |  |  | 1AF26907AA | 1AF26907AA
1198 | PWR SPARE/ACCESSORY_PR shelf 200507 |  | Qatar |  |  |  |  | 1AF28846AA | 1AF28846AA
1199 | Omnidirectional Ceiling Antenna,698-960MHz/2dBi,17 |  | Qatar |  |  |  |  | 27010843 | 27010843
1200 | "Antenna Accessory,Lightningproof&Earthing Clip,Co |  | Qatar |  |  |  |  | 27150187 | 27150187
1201 | "DKBA0.480.0497Waterproof Adhesive Tape50mm1.65mm3 |  | Qatar |  |  |  |  | 30070011 | 30070011
1202 | FBD8 - FAN BOX DAC8 |  | Qatar |  |  |  |  | 3BK28061AA | 3BK28061AA
1203 | MPP/FBD9-FAN BOX DAC9 |  | Qatar |  |  |  |  | 3BK28062AA | 3BK28062AA
1204 | 1EC 332-1/1EC 754 |  | Qatar |  |  |  |  | 3CC50151AA | 3CC50151AA
1205 | XFP 10GBE BASE S UP TO 10.3 GBS |  | Qatar |  |  |  |  | 1AB214540002 | 1AB214540002
1206 | SFP S-16.1 ANY RATE -40/+85 |  | Qatar |  |  |  |  | 1AB376370005 | 1AB376370005
1207 | XFP for Line port in board 11QPA4 |  | Qatar |  |  |  |  | 1AB378370001 | 1AB378370001
1208 | Optical transcverSFP+1310nm10Gb/s-8.2~0.5dBm-12.6d |  | Qatar |  |  |  |  | 34060495 | 34060495
1209 | Optical Transceiver,SFP+,1310nm,9.8G,-8.2dBm~+0.5d |  | Qatar |  |  |  |  | 34060713 | 34060713
1210 | 64Mb IDU 8Mb 4QAM R212 SW KEY |  | Qatar |  |  |  |  | 3DB16079BC | 3DB16079BC
1211 | OPTO TRX SFP S-16.1 ANYRATE DDM |  | Qatar |  |  |  |  | 1AB196370007 | 1AB196370007
1212 | ALU SFP S-1.1 -40/+85 |  | Qatar |  |  |  |  | 1AB376350001 | 1AB376350001
1213 | ALU SFP S-16.1 -5/+85 |  | Qatar |  |  |  |  | 1AB376370002 | 1AB376370002
1214 | ALU XFP CWDM-SH 1511NM |  | Qatar |  |  |  |  | 1AB379240003 | 1AB379240003
1215 | Optical Transceiver,eSFP,1310nm,STM1,-15~-8dBm,-31 |  | Qatar |  |  |  |  | 34060787 | 34060787
1216 | 64 Mb IDU 64Mb 4/16QAM R213 SW KEY (EA)- |  | Qatar |  |  |  |  | 3DB16085AD | 3DB16085AD
1217 | XFP - 10GE ER - LC ROHS 6/6 -40/85C |  | Qatar |  |  |  |  | 3HE05832CA | 3HE05832CA
1218 | MOD: OPTICAL TRANSCEIVER SM RoHS VERSION |  | Qatar |  |  |  |  | 300976305 | 300976305
1219 | SFP OPTICAL TRANCEIVER SM SF Tx1.3 |  | Qatar |  |  |  |  | 300976313 | 300976313
1220 | SFP DUMMY PLUG KIT |  | Qatar |  |  |  |  | 3AL89857AA | 3AL89857AA
1221 | EOW MODULE |  | Qatar |  |  |  |  | 3AL97161AA | 3AL97161AA
1222 | SFP - GIGE TX COPPER MOD RJ45 |  | Qatar |  |  |  |  | 3HE00062AA | 3HE00062AA
1223 | XFP - 10GE ZR - LC ROHS 6 6 - |  | Qatar |  |  |  |  | 3HE05833CA | 3HE05833CA
1224 | Smartpack WEB/SNMP |  | Qatar |  |  |  |  | 1AF17590AA | 1AF17590AA
1225 | FP2 PS 4 RECT 4AC LC |  | Qatar |  |  |  |  | 200507 | 200507
1226 | Bus Termination Card PSS-64 |  | Qatar |  |  |  |  | 3AG33102AA | 3AG33102AA
1227 | Bus Termination Card PSS-64 CMISS |  | Qatar |  |  |  |  | 3AG33104AA | 3AG33104AA
1228 | 4X2.5G SYNC OPTICAL REQ. SFP 1/2S |  | Qatar |  |  |  |  | 3AL92112AA | 3AL92112AA
1229 | coupler 23-25 GHz 6dB MXC |  | Qatar |  |  |  |  | 3CC58055AA | 3CC58055AA
1230 | MALBAN10-Z3 2GB MEMORY |  | Qatar |  |  |  |  | 3CM03098BB | 3CM03098BB
1231 | PBA-FMO32MD BOARD MOLENE2 32GB AND HDD A |  | Qatar |  |  |  |  | 3CM03285MD | 3CM03285MD
1232 | DC/DC CONVERTER BB 2G LH |  | Qatar |  |  |  |  | 3DB00619AA | 3DB00619AA
1233 | MODEM 32/64 QAM LH |  | Qatar |  |  |  |  | 3DB05190AA | 3DB05190AA
1234 | MPT-HC V2 23GHz 1008 1P/1 |  | Qatar |  |  |  |  | 3DB20471BA | 3DB20471BA
1235 | EXR-966-001 (RAC40) |  | Qatar |  |  |  |  | 3DB23024AA | 3DB23024AA
1236 | 9674LSY 2GR TRANSCEIVER 128QAM |  | Qatar |  |  |  |  | 3DB24400JA | 3DB24400JA
1237 | 7549 E1 120 OHMS CHANNELIZED INTERFACE |  | Qatar |  |  |  |  | 3EM17616AD | 3EM17616AD
1238 | FANT-F BITS/SyncE/IEEE1588 ETSI/MII |  | Qatar |  |  |  |  | 3FE53701AC | 3FE53701AC
1239 | OS - 7750 SR-c12 R7.0 OS LICENSE |  | Qatar |  |  |  |  | 3HE04908AA | 3HE04908AA
1240 | SAR-18 SHELF |  | Qatar |  |  |  |  | 3HE04991AA | 3HE04991AA
1241 | SAR-18 RELEASE 4.0 OS LICENSE |  | Qatar |  |  |  |  | 3HE05574AA | 3HE05574AA
1242 | 8 PORT GE SFP CARD V2 (-48/+24 VDC) |  | Qatar |  |  |  |  | 3HE06151AB | 3HE06151AB
1243 | FAN/ALARM MODULE SAR-8 V2 -48/+24VDC |  | Qatar |  |  |  |  | 3HE06792EA | 3HE06792EA
1244 | SPECIAL CABLOC ANCHORING SYSTEM - [POTENCE TUBE DI |  | Qatar |  |  |  |  | AC322-1 | AC322-1
1245 | MAC Address Module |  | Qatar |  |  |  |  | NTHR11EA | NTHR11EA
1246 | Alarm/Bits DS1 Module |  | Qatar |  |  |  |  | NTHR12EA | NTHR12EA
1247 | Enhanced Dual Core Packet Server |  | Qatar |  |  |  |  | NTHX30AA | NTHX30AA
1248 | DIPLEXER 1800/UMTS-50 DB-DC BYPASS DOUB |  | Qatar |  |  |  |  | 1AF18876AA | 1AF18876AA
1249 | RECTIFIER 3KW_FP2 |  | Qatar |  |  |  |  | 1AF26807AA | 1AF26807AA
1250 | V12.12 LXSMF 1310NM 50/50 PASSIVE SPLIT |  | Qatar |  |  |  |  | 1AK02006AA | 1AK02006AA
1251 | SSY-FAN V2 DRAWER-6FANS |  | Qatar |  |  |  |  | 3AL98116AA | 3AL98116AA
1252 | MOCO |  | Qatar |  |  |  |  | 3BK08639AB | 3BK08639AB
1253 | MBS 9100 STATION UNIT MODULE SUMX |  | Qatar |  |  |  |  | 3BK27656CB | 3BK27656CB
1254 | Ant MPT Int 2ft 23 GHz |  | Qatar |  |  |  |  | 3CC56122AB | 3CC56122AB
1255 | RPCMCA RTM 8E1/T1 0+8 WITHOUT HDD |  | Qatar |  |  |  |  | 3CM03238CA | 3CM03238CA
1256 | PANEL 3XSUB D44 / 4XSUBD15 |  | Qatar |  |  |  |  | 3DB16103AA | 3DB16103AA
1257 | EAH-23-1008-012 ODU300V2 23GHZ(1008) |  | Qatar |  |  |  |  | 3DB23044AD | 3DB23044AD
1258 | EZE-00115 INU/INUe SDH 2x155 |  | Qatar |  |  |  |  | 3DB23065AB | 3DB23065AB
1259 | 250W 120/240V AC POWER CONVERTER |  | Qatar |  |  |  |  | 3HE05838AA | 3HE05838AA
1260 | 1 SUMX19-GNC |  | Qatar |  |  |  |  | 3SV24000AB | 3SV24000AB
1261 | NORTEL MODELNO ALTEON 2216 |  | Qatar |  |  |  |  | EB1412009 | EB1412009
1262 | Alarm/Bits Balanced E1 Module |  | Qatar |  |  |  |  | NTHR13EA | NTHR13EA
1263 | CONTROL SWITCH MODULE V2 -48 24 VDC |  | Qatar |  |  |  |  | 3HE02774AB | 3HE02774AB
1264 | ADX201 Chassis |  | Qatar |  |  |  |  | 00062133.01 | 00062133.01
1265 | 3900 Series DBS,Site Auxiliary Material Kit(G/U/L) |  | Qatar |  |  |  |  | 02239349 | 02239349
1266 | Function Module,OptiX RTN 980,SLBE1FAN,Fan Box |  | Qatar |  |  |  |  | 02310BES | 02310BES
1267 | Function Module,R4850N1,EN1MRC5N2A1,2900W Power Mo |  | Qatar |  |  |  |  | 02310ERS | 02310ERS
1268 | R48100G1 1U 6000W High Efficiency Rectifier Spare |  | Qatar |  |  |  |  | 02310KCK | 02310KCK
1269 | AC DetectModule |  | Qatar |  |  |  |  | 02310KLF | 02310KLF
1270 | ECC500 DGIO board |  | Qatar |  |  |  |  | 02310NNG | 02310NNG
1271 | IP Clock Server 3000, with Single Satellite Card/W |  | Qatar |  |  |  |  | 02310PQC | 02310PQC
1272 | pRRU3901 for Multi-Mode (2100M WCDMA + 1800M LTE) |  | Qatar |  |  |  |  | 02310VHS | 02310VHS
1273 | Function Module,HERT BBU,WD2E1FAND,2U Fan Module,F |  | Qatar |  |  |  |  | 02310WYF | 02310WYF
1274 | Assembling Components,CGA,CN2E01PEM,T8280 Subrack |  | Qatar |  |  |  |  | 02350EUN | 02350EUN
1275 | Battery Circuit Breaker Box-63A-4P-600VDC |  | Qatar |  |  |  |  | 02401825 | 02401825
1276 | System Control & Communication Board with OSC |  | Qatar |  |  |  |  | 03020KHV | 03020KHV
1277 | Power Interface Board |  | Qatar |  |  |  |  | 03020KHX | 03020KHX
1278 | 2xSTM1by4 SFP 2xGE SFPbyR 45 Nodal System Control |  | Qatar |  |  |  |  | 03020VWW | 03020VWW
1279 | OptiX RTN 980,SLB1PIU,Power Interface Unit,11 |  | Qatar |  |  |  |  | 03020WQV | 03020WQV
1280 | 10Gbit/s Wavelength Conversion Board |  | Qatar |  |  |  |  | 03021FTM | 03021FTM
1281 | LTE Baseband Processing Unit D 6 cell 2T2R |  | Qatar |  |  |  |  | 03021HPK | 03021HPK
1282 | TP483000D Main Controller Board Spare Part |  | Qatar |  |  |  |  | 03021MNA | 03021MNA
1283 | Manufactured Board,Optix RTN 900,SL91EG4,2*GE(SFP/ |  | Qatar |  |  |  |  | 03021MXJ | 03021MXJ
1284 | AC&DC Signal Transfer Board Spare Part |  | Qatar |  |  |  |  | 03021QHW | 03021QHW
1285 | RF Interface Unit With 2600M |  | Qatar |  |  |  |  | 03022JGB | 03022JGB
1286 | OptiX OSN 6800,TN11M4001,40-channel Multiplexing B |  | Qatar |  |  |  |  | 03030ETD | 03030ETD
1287 | OptiX OSN 6800,TN11D4001,40-channel Demultiplexing |  | Qatar |  |  |  |  | 03030ETE | 03030ETE
1288 | 4-Channel Optical Add/Drop Multiplexing Board |  | Qatar |  |  |  |  | 03030KDJ | 03030KDJ
1289 | OSN 1800 II FAN BOX |  | Qatar |  |  |  |  | 03030KMB | 03030KMB
1290 | C-BAND Optical Amplifier Unit(MAX -3dBm IN and 20d |  | Qatar |  |  |  |  | 03030ULA | 03030ULA
1291 | Both East & West Directional Fiber Interface Board |  | Qatar |  |  |  |  | 03030URH | 03030URH
1292 | Single Cable,Shielding Straight Through Cable,40m, |  | Qatar |  |  |  |  | 04046046 | 04046046
1293 | Clock Cable,30m,SMB75SF-IV,BT3002-1.95/0.31PWG1U,L |  | Qatar |  |  |  |  | 04046335 | 04046335
1294 | Monitor and Alarm Cable,External Alarm Cable,5m, |  | Qatar |  |  |  |  | 04080025 | 04080025
1295 | CONTVSPST 60V 150A LATCHED G1 |  | Qatar |  |  |  |  | 105891 | 105891
1296 | ECBU FRU |  | Qatar |  |  |  |  | 109735308 | 109735308
1297 | Coaxial Connector,N,50ohm,Straight/Male,for 7/8 In |  | Qatar |  |  |  |  | 14040566 | 14040566
1298 | Optical Cable Parts,DLC/PC,DLC/PC,Multi-mode,60m,2 |  | Qatar |  |  |  |  | 14130621 | 14130621
1300 | DVD Drive (Model DV-W28SS) |  | Qatar |  |  |  |  | 1977267W-Z3 | 1977267W-Z3
1301 | Duplex Jumper S.M. LC/PC-LC/PC 1.4M ETSI |  | Qatar |  |  |  |  | 1AB215120060 | 1AB215120060
1302 | PATCHCORD LC/PC-LC/PC SBSB SM-SMPLEX 30M |  | Qatar |  |  |  |  | 1AB215120072 | 1AB215120072
1303 | CLAMP FOR TREE 1/2" FOAM DIELECTRIC |  | Qatar |  |  |  |  | 1AB247090001 | 1AB247090001
1304 | 16503111 |  | Qatar |  |  |  |  | 1AB351340001 | 1AB351340001
1305 | DOWNTILT KIT ANTENNA LENGHT 1930mm |  | Qatar |  |  |  |  | 1AD023540002 | 1AD023540002
1306 | ANTENNA CLAMP FOR 739686(REF 738546) |  | Qatar |  |  |  |  | 1AD023640001 | 1AD023640001
1307 | KIT FIX. 4 COAX D 11 |  | Qatar |  |  |  |  | 1AD036870003 | 1AD036870003
1308 | grounding kit for coax cable 6,85mm |  | Qatar |  |  |  |  | 1AD040130004 | 1AD040130004
1309 | Power distribution1 input6 breakers |  | Qatar |  |  |  |  | 1AD137820001 | 1AD137820001
1310 | O.F. STORAGE TRAY 8 OF RIGHT |  | Qatar |  |  |  |  | 1AD145990001 | 1AD145990001
1311 | Attenuation Drawer (1U) |  | Qatar |  |  |  |  | 1AD151940001 | 1AD151940001
1312 | Cables Set for Ext Battery Type 270Ah |  | Qatar |  |  |  |  | 1AF04004AB | 1AF04004AB
1313 | SMART PACK MCU ELTEK |  | Qatar |  |  |  |  | 1AF11580AA | 1AF11580AA
1314 | KIT 3 PHASE AC INPUT WITH OVP |  | Qatar |  |  |  |  | 1AF11987AA | 1AF11987AA
1315 | INTERNAL BATTERY CABLE |  | Qatar |  |  |  |  | 1AF12304AA | 1AF12304AA
1316 | PSU BATTERY FIAMM (1 x 2 CELLS) |  | Qatar |  |  |  |  | 1AF17549AA | 1AF17549AA
1317 | START CAPACITOR MCLEAN T29 10103214SP |  | Qatar |  |  |  |  | 1AF28967AA | 1AF28967AA
1318 | EVAPORATOR BLOWER MCLEAN T29 28106405MSP |  | Qatar |  |  |  |  | 1AF28970AA | 1AF28970AA
1319 | SPD WEID TN 3P+1/R 280V 40KA PU11 |  | Qatar |  |  |  |  | 1AF28976AA | 1AF28976AA
1320 | 10103214SP,áMotor Starting Capacitor |  | Qatar |  |  |  |  | 20691 | 20691
1321 | GPS Antenna Installation Support?Unified Support? |  | Qatar |  |  |  |  | 21150707 | 21150707
1322 | TP4860H base, Rectifier Spares |  | Qatar |  |  |  |  | 21150806 | 21150806
1323 | FAN BOX-OptiX RTN950A-SLF1FAN-RTN950A FAN BOX |  | Qatar |  |  |  |  | 2120762 | 2120762
1324 | Rechargeable Battery,VRLA battery,12V,100Ah,12V |  | Qatar |  |  |  |  | 24020998 | 24020998
1325 | "MICROPACK 48/250CC 100-250VAC,45-66HZ" |  | Qatar |  |  |  |  | 241120.100 | 241120.100
1326 | "SMARTPACK 2 MASTER,+/-16V" |  | Qatar |  |  |  |  | 242100.500 | 242100.500
1327 | MONITOR TYPE 2 |  | Qatar |  |  |  |  | 242100.502 | 242100.502
1328 | Power Cable,450V/750V,H07Z-K UL3386,16mm^2,Yellow/ |  | Qatar |  |  |  |  | 25030640 | 25030640
1329 | Symmetry Twist Cable,100ohm,UTP CAT5E,0.5mm,24AWG, |  | Qatar |  |  |  |  | 25050205 | 25050205
1330 | Controller (ELT-PSU12K-CTE30439.4000)/FP 2 PS4 REC |  | Qatar |  |  |  |  | 268035 | 268035
1331 | "Omni-directional Antenna,380-960/1710-2700MHz,2/5 |  | Qatar |  |  |  |  | 27012512 | 27012512
1332 | Outdoor Combiner,DC-1710-2200/2490-2700-11,6*7/16 |  | Qatar |  |  |  |  | 27030150 | 27030150
1333 | 3dB Hybrid Coupler,2 in 2 out,698-2700MHz,200W,NF, |  | Qatar |  |  |  |  | 27030390 | 27030390
1334 | PLEASE USE 408996312 INSTEAD |  | Qatar |  |  |  |  | 300892627 | 300892627
1335 | ALCATEL LUCENT SMS 94 UPGRADE PKG |  | Qatar |  |  |  |  | 301033387 | 301033387
1336 | ALCATEL LUCENT SMS9.4 REDUNDANCY UPGRADE |  | Qatar |  |  |  |  | 301033395 | 301033395
1337 | Power Distribution Board (For T2000) |  | Qatar |  |  |  |  | 371-1098 | 371-1098
1338 | FLCCONGI ENH |  | Qatar |  |  |  |  | 3AG24102AB | 3AG24102AB
1339 | MATRIX 160GBIT/S |  | Qatar |  |  |  |  | 3AG24174AA | 3AG24174AA
1340 | 4 X STM16 PORT / SFP |  | Qatar |  |  |  |  | 3AG24176AA | 3AG24176AA
1341 | 10X10G UNIVERSAL /XFP |  | Qatar |  |  |  |  | 3AG33295AA | 3AG33295AA
1342 | 24X1GE /SFP |  | Qatar |  |  |  |  | 3AG33536AA | 3AG33536AA
1343 | FLC36EA |  | Qatar |  |  |  |  | 3AG33727AB | 3AG33727AB
1344 | P63E2 EXCHANGED WITH |  | Qatar |  |  |  |  | 3AL79092AA | 3AL79092AA
1345 | 1642 EMUX Chassis |  | Qatar |  |  |  |  | 3AL97081AC | 3AL97081AC
1346 | LOW SPEED PROTECTION |  | Qatar |  |  |  |  | 3AL98026AA | 3AL98026AA
1347 | ETSI ONLY) SSY-8XSTM-1/2XSTM-4 SFP |  | Qatar |  |  |  |  | 3AL98240AA | 3AL98240AA
1348 | 2X140/STM1 O/E ADAPTER (1662SMC) |  | Qatar |  |  |  |  | 3AL98294AA | 3AL98294AA
1349 | PBA DTRE |  | Qatar |  |  |  |  | 3BJ00073AA | 3BJ00073AA
1350 | PBA-MIWD |  | Qatar |  |  |  |  | 3BJ01226AA | 3BJ01226AA
1351 | GSM Jumper antenna cable DIN 7/16 Male/DIN 7/16 Ma |  | Qatar |  |  |  |  | 3BK05360EL | 3BK05360EL
1352 | LPQMDC |  | Qatar |  |  |  |  | 3BK27355AA | 3BK27355AA
1353 | SUMX GNC |  | Qatar |  |  |  |  | 3BK27656DB | 3BK27656DB
1354 | RMXA09-MC-RRH 900MHz 2 PA |  | Qatar |  |  |  |  | 3BK28706CA | 3BK28706CA
1355 | Power cable 10AWG/2x6mm_roll 100m |  | Qatar |  |  |  |  | 3BK50113AA | 3BK50113AA
1356 | KSFUSE2 .5, .75, 3, 5,10 & 15A fuse kit (5780-PCRF |  | Qatar |  |  |  |  | 3BW13839AC | 3BW13839AC
1357 | ETHERNET BLADE SWITCH,HP 6125G/XG |  | Qatar |  |  |  |  | 3BW39801BX | 3BW39801BX
1358 | CABLE KIT,NETAP CDE2724,AC PWR |  | Qatar |  |  |  |  | 3BW39801DJ | 3BW39801DJ
1359 | FM715AJ ATCA-715/4G-1800/C11 FEPA4_NB |  | Qatar |  |  |  |  | 3CM02353AJ | 3CM02353AJ
1360 | SAV2AB ATCAV2 CHASSIS |  | Qatar |  |  |  |  | 3CM02395AB | 3CM02395AB
1361 | ATCA Fan Tray Spare |  | Qatar |  |  |  |  | 3CM02457AA | 3CM02457AA
1362 | PBA-NBRZAF BOARD |  | Qatar |  |  |  |  | 3CM02859AF | 3CM02859AF
1363 | EXT IDU 64Mb 32E1 48V |  | Qatar |  |  |  |  | 3DB16045AC | 3DB16045AC
1364 | IDU CONNECTING CABLE (MAIN & STAND BY) |  | Qatar |  |  |  |  | 3DB16126AB | 3DB16126AB
1365 | MAIN IDU 64Mb 16E1 ENH. DATA 48V |  | Qatar |  |  |  |  | 3DB16160AA | 3DB16160AA
1366 | MSS-4 shelf |  | Qatar |  |  |  |  | 3DB18219AD | 3DB18219AD
1367 | EASv2 |  | Qatar |  |  |  |  | 3DB19017AB | 3DB19017AB
1368 | MPT-MC 15GHz 490 1P/1 |  | Qatar |  |  |  |  | 3DB20828AA | 3DB20828AA
1369 | MPT-MC 23GHz 1008 2P/2 |  | Qatar |  |  |  |  | 3DB20833AB | 3DB20833AB
1370 | MG,7549, RoHS, QUAD OC3/STM1 CHANNELIZED |  | Qatar |  |  |  |  | 3EM17871AC | 3EM17871AC
1371 | 7549 GIGABIT ETH GEI-2 fiber multi-mode |  | Qatar |  |  |  |  | 3EM22786AA | 3EM22786AA
1372 | MG,7549, RoHS, SST-S3E,104K TSI |  | Qatar |  |  |  |  | 3EM23149AC | 3EM23149AC
1373 | FANT-F BITS/SyncE/IEEE1588/ToD ETSI/MII |  | Qatar |  |  |  |  | 3FE53701AD | 3FE53701AD
1374 | FPBA-NANT-E 10G NT (BITS) |  | Qatar |  |  |  |  | 3FE64746AB | 3FE64746AB
1375 | FGLT-B 16p GPON LT |  | Qatar |  |  |  |  | 3FE68954AB | 3FE68954AB
1376 | 7750 SR-12 PEM |  | Qatar |  |  |  |  | 3HE00009AA | 3HE00009AA
1377 | FLT - 7x50 ESS-6v/12 SR-12 AIR FILTER |  | Qatar |  |  |  |  | 3HE00014AA | 3HE00014AA
1378 | MDA - 7750 SR 8-PT OC3/STM1 SFP |  | Qatar |  |  |  |  | 3HE00032AA | 3HE00032AA
1379 | 8 PORT GE/FE ETHERNET CARD V2 |  | Qatar |  |  |  |  | 3HE02776AB | 3HE02776AB
1380 | FAN MODULE (SAR-89 V1) EXT TEMP |  | Qatar |  |  |  |  | 3HE02778AB | 3HE02778AB
1381 | SAR RELEASE 2.1 OS LICENSE |  | Qatar |  |  |  |  | 3HE02784BB | 3HE02784BB
1382 | CONTROL SWITCH MODULE FOR SAR-18 |  | Qatar |  |  |  |  | 3HE04992AA | 3HE04992AA
1383 | ALARM MODULE FOR SAR-18 |  | Qatar |  |  |  |  | 3HE04994AA | 3HE04994AA
1384 | SAR-M WITH 16 T1 E1 7 GIGE -48 +24 VDC |  | Qatar |  |  |  |  | 3HE05051AB | 3HE05051AB
1385 | 1PORT 10 PORT 1GE 10G CARD , PBF |  | Qatar |  |  |  |  | 3HE06153AA | 3HE06153AA
1386 | CHAS - 7750 SR-a8 CHASSIS SPARE |  | Qatar |  |  |  |  | 3HE09196AA | 3HE09196AA
1387 | FAN - 7750 SRa8 Fan Tray |  | Qatar |  |  |  |  | 3HE09198AA | 3HE09198AA
1388 | PSU - 7750 SR-a DC -48V |  | Qatar |  |  |  |  | 3HE09199AA | 3HE09199AA
1389 | CABLE ALARM CONNECTORIZED X PAIR 15M |  | Qatar |  |  |  |  | 3JR30016AA | 3JR30016AA
1390 | ED 4 EQUIPMENT CONTROLLER (-40/65C) |  | Qatar |  |  |  |  | 3KC12828AC | 3KC12828AC
1391 | ED 4 FAN UNIT HARDENED |  | Qatar |  |  |  |  | 3KC12841AA | 3KC12841AA
1392 | PSS-4 CWDM 4ch A-Mux/Demux (Hardened) |  | Qatar |  |  |  |  | 3KC12852AA | 3KC12852AA
1393 | Static Filter CWDM 4 Channel (A Variant) |  | Qatar |  |  |  |  | 3KC12952AA | 3KC12952AA
1394 | 1830PSS-4 ETSI Shelf Kit - (E4SHF, E4EC, E4FAN, 2x |  | Qatar |  |  |  |  | 3KC12960AA | 3KC12960AA
1395 | 43G SINGLE PORT TUNABLE COHERENT UPLINK |  | Qatar |  |  |  |  | 3KC19140AA | 3KC19140AA
1396 | SPARE, HOST CPU PENTIUM M |  | Qatar |  |  |  |  | 408889293 | 408889293
1397 | RECTIFIER ELTEK VALVE 241115.105 48v 40 |  | Qatar |  |  |  |  | 409097698 | 409097698
1398 | "Dispersion Compensation Module,1525~1568nm" |  | Qatar |  |  |  |  | 45060156 | 45060156
1399 | SUMX-RU |  | Qatar |  |  |  |  | 4BK27656CB | 4BK27656CB
1400 | MICROWAVE OUTDOOR |  | Qatar |  |  |  |  | 52412480 | 52412480
1401 | Microwave ODU,RTN XMC,15G,-3,Low site,H,14627MHz,1 |  | Qatar |  |  |  |  | 52413910 | 52413910
1402 | Microwave Accessory,Flexible Waveguide,10/11G,0.9m |  | Qatar |  |  |  |  | 52440608 | 52440608
1403 | OC-3/STM - 1 SINGLE MODEL OLC2 - |  | Qatar |  |  |  |  | 530-62-1440 | 530-62-1440
1404 | 2Ux24 Array Module, Dual Controller, Dual Power - |  | Qatar |  |  |  |  | 5350-0834-076 | 5350-0834-076
1405 | 8-Core 1.2GHz System Board Assembly (For |  | Qatar |  |  |  |  | 540-7684 | 540-7684
1406 | Memory Mezzanine Assembly/FRU(For T5440) |  | Qatar |  |  |  |  | 540-7883 | 540-7883
1407 | CLC2 (Multi-service Channelized 4-port STM-1/OC-3 |  | Qatar |  |  |  |  | 600-00-5046 | 600-00-5046
1408 | Power Supply unit DC IN 48V 150W |  | Qatar |  |  |  |  | 7159467 | 7159467
1409 | Display Keyboard Drawer |  | Qatar |  |  |  |  | 7161351-01 | 7161351-01
1410 | ANYPATH AS-LNS24P-4416-FB |  | Qatar |  |  |  |  | 849071071 | 849071071
1411 | 9926 BBU, Optical fiber LC-LC 2MM 70m |  | Qatar |  |  |  |  | 849123633 | 849123633
1412 | SHELF COVER 12, 14 SPACER ASSEMBLY |  | Qatar |  |  |  |  | 8DG08277AB | 8DG08277AB
1413 | 11G DPORT PLUGGABLE MULTIRATE MUX (12UC) |  | Qatar |  |  |  |  | 8DG59828AA | 8DG59828AA
1414 | 8 CHANNEL COLORLESS WAVELENGTH ROUTER - 8B |  | Qatar |  |  |  |  | 8DG60117AA | 8DG60117AA
1415 | 11G QUAD PORT PLUGGABLE ANYRATE (4 CLIEN |  | Qatar |  |  |  |  | 8DG60349AA | 8DG60349AA
1416 | SWP 1830PSS R3.6.51 16G EC CDROM |  | Qatar |  |  |  |  | 8DG61314AA | 8DG61314AA
1417 | 260SCX2 100G A/D, FLEX COHERENT ENH PERF |  | Qatar |  |  |  |  | 8DG62184AB | 8DG62184AB
1418 | OTDR FOR FIBER CHARACTERIZATION |  | Qatar |  |  |  |  | 8DG62504AA | 8DG62504AA
1419 | 130SCUPC 100G UPLINK, FLEX COHERENT |  | Qatar |  |  |  |  | 8DG62599AA | 8DG62599AA
1420 | MON-OTDR SIGNAL FILTERING CARD |  | Qatar |  |  |  |  | 8DG63264AA | 8DG63264AA
1421 | EC_HC |  | Qatar |  |  |  |  | 8DG89216AC | 8DG89216AC
1422 | Omni switch Power Supply(AC) |  | Qatar |  |  |  |  | 902428-90 | 902428-90
1423 | Omni switch DC Power Supply |  | Qatar |  |  |  |  | 902496-90 | 902496-90
1424 | Omni switch 6850-48L |  | Qatar |  |  |  |  | 902545-90 | 902545-90
1425 | ANCHOR BOOM - ACCESSORIES |  | Qatar |  |  |  |  | AC340 | AC340
1426 | GUIDED TYPE FALL ARRESTER |  | Qatar |  |  |  |  | AC35014 | AC35014
1427 | 2 Point Mech Tilt Ultraline |  | Qatar |  |  |  |  | AMPH-0900397-00 | AMPH-0900397-00
1428 | CNM052 Peripheral Device Cable |  | Qatar |  |  |  |  | C108414 | C108414
1429 | CMMUX020 Intermediate Cable |  | Qatar |  |  |  |  | C110251 | C110251
1430 | AFAMO-A ATCA Fan Module |  | Qatar |  |  |  |  | C110638 | C110638
1431 | CHAF2-A Shelf Air Filter |  | Qatar |  |  |  |  | C110639 | C110639
1432 | CMMUX026 Intermediate Cable |  | Qatar |  |  |  |  | C111275 | C111275
1433 | CSYNC020 Intermediate Cable |  | Qatar |  |  |  |  | C112359 | C112359
1434 | CVKADX025 Intermediate Cable |  | Qatar |  |  |  |  | C112527 | C112527
1435 | Power distribution unit FU Set |  | Qatar |  |  |  |  | C112550.02 | C112550.02
1436 | ADPD2-A Power Distribution Unit version |  | Qatar |  |  |  |  | C112567 | C112567
1437 | ADPE2-A ATCA DC Power Entry Module |  | Qatar |  |  |  |  | C112695 | C112695
1438 | SHCDM-B Shelf Data Module |  | Qatar |  |  |  |  | C112724 | C112724
1439 | CVKPA008 Intermediate Cable |  | Qatar |  |  |  |  | C112819 | C112819
1440 | CVKPA009 Intermediate Cable |  | Qatar |  |  |  |  | C112820 | C112820
1441 | CVKPA016 Intermediate Cable |  | Qatar |  |  |  |  | C112823 | C112823
1442 | CVKPA021 Intermediate Cable |  | Qatar |  |  |  |  | C112825 | C112825
1443 | CGNDE15C Grounding cable |  | Qatar |  |  |  |  | C112829 | C112829
1444 | CNMX052 Peripheral Device Cable |  | Qatar |  |  |  |  | C112900 | C112900
1445 | CGNDF17C Grounding cable |  | Qatar |  |  |  |  | C112920 | C112920
1446 | CVKPA95C Intermediate Cable |  | Qatar |  |  |  |  | C113009 | C113009
1447 | CVKPA145C Intermediate Cable |  | Qatar |  |  |  |  | C113010 | C113010
1448 | CVKPA023 Intermediate Cable |  | Qatar |  |  |  |  | C113011 | C113011
1449 | CVKPA105C Intermediate Cable |  | Qatar |  |  |  |  | C113012 | C113012
1450 | CVKPA215C Intermediate Cable |  | Qatar |  |  |  |  | C113014 | C113014
1451 | CVKPA195C Intermediate Cable |  | Qatar |  |  |  |  | C113015 | C113015
1452 | 5m AISG Jumper Cable with DB9 Male to AISG Female |  | Qatar |  |  |  |  | CC-05-005-FM | CC-05-005-FM
1453 | 10m AISG Jumper Cable with DB9 Male to AISG Female |  | Qatar |  |  |  |  | CC-05-010-FM | CC-05-010-FM
1454 | 20m AISG Jumper Cable with DB9 Male to AISG Female |  | Qatar |  |  |  |  | CC-05-020-FM | CC-05-020-FM
1455 | DC TO ACPOWER INVERTER |  | Qatar |  |  |  |  | CC-888 | CC-888
1456 | CONTROL CARD APA REV 3 |  | Qatar |  |  |  |  | CONTROL CARD APA REV 3 | CONTROL CARD APA REV 3
1457 | CISCO SRW2024 24-PORT 10/100/1000 Gigabit Switch |  | Qatar |  |  |  |  | CS-SRW2024 | CS-SRW2024
1458 | TEKTRONIX GEO,CPM7,12GB WHITE |  | Qatar |  |  |  |  | DUMMY-PLATES | DUMMY-PLATES
1459 | DUMMY REAR BOARD |  | Qatar |  |  |  |  | DUMMY-REAR-BOARD | DUMMY-REAR-BOARD
1460 | LITHUM ION BATTERY FOR SUN STORAGE SF-3510 |  | Qatar |  |  |  |  | F371-0539-01 | F371-0539-01
1461 | FUEL LEVEL |  | Qatar |  |  |  |  | FUEL LEVEL | FUEL LEVEL
1462 | POWER SOCKETS |  | Qatar |  |  |  |  | GW27834 | GW27834
1463 | HINGE |  | Qatar |  |  |  |  | HINGE | HINGE
1464 | IP501 DUAL SIM |  | Qatar |  |  |  |  | IP 501 | IP 501
1465 | MRV LX-8000 series switch |  | Qatar |  |  |  |  | LX-8020S-102AC-R | LX-8020S-102AC-R
1466 | EXTERNAL ALARM BTS1120 ROHS |  | Qatar |  |  |  |  | NTU817BA | NTU817BA
1467 | CABLE DNODE B 2UM RACK GND M6 |  | Qatar |  |  |  |  | NTU872GPS | NTU872GPS
1468 | RACK MOUNTABLE SPLITTER-SC/APC |  | Qatar |  |  |  |  | OSF-1X16-SCA | OSF-1X16-SCA
1469 | Ascot power cube battery sensor temp. |  | Qatar |  |  |  |  | PROBE NTC | PROBE NTC
1470 | Power Cable 3X10mm-20M |  | Qatar |  |  |  |  | PWR-CBL--20M | PWR-CBL--20M
1471 | TANK 40L |  | Qatar |  |  |  |  | TANK 40L | TANK 40L
1472 | RTB-714X-P-C2-5E/ SERIAL#9170142 |  | Qatar |  |  |  |  | VSC450RCAB | VSC450RCAB
1473 | ION-M18P/21P |  | Qatar |  |  |  |  | 7599654-0003 | 7599654-0003
1474 | 7362 ISAM DF-16GW with DC power supply, incl. Fan |  | Qatar |  |  |  |  | 3FE45632BA | 3FE45632BA
1475 | Optical Cable Parts,DLC/PC,DLC/PC,Multi-mode,40m,2 |  | Qatar |  |  |  |  | 14130619 | 14130619
1476 | CFP - 100GE SR10 MPO ROHS6/6 0/70C |  | Qatar |  |  |  |  | 3HE06771AA | 3HE06771AA
1477 | 2P 10GE+4P GE 10G ETH CARD (-48/+24VDC) |  | Qatar |  |  |  |  | 3HE07943AA | 3HE07943AA
1478 | MDA-a XP - 7750 SR 1-PT 100G CFP |  | Qatar |  |  |  |  | 3HE09203AA | 3HE09203AA
1479 | MDA-a XP - 7750 SR 10-PT 10GE SFP+ |  | Qatar |  |  |  |  | 3HE09204AA | 3HE09204AA
1480 | FLATPACK 2 200W 48V |  | Qatar |  |  |  |  | 241115.100 | 241115.100
1481 | Manufactured Board,OptiX RTN 980,SLB2CSHNU,Nodal S |  | Qatar |  |  |  |  | 03023WUN | 03023WUN
1482 | 1650 SMC, 3AL80404AA, ISA - Ethernet Access |  | Qatar |  |  |  |  | 3AL80404AA | 3AL80404AA
1483 | GETH-AG2 |  | Qatar |  |  |  |  | 3AL80411AB | 3AL80411AB
1484 | HP Storage Works DAT 160 |  | Qatar |  |  |  |  | HP-A7445B | HP-A7445B
1485 | HP Integrity RX6600 |  | Qatar |  |  |  |  | HP-AD134A | HP-AD134A
1486 | RRU 3262 For LTE 2600M (2*60W) |  | Qatar |  |  |  |  | 02310WWD | 02310WWD
1487 | CPM - 7750 SR-a |  | Qatar |  |  |  |  | 3HE09201AA | 3HE09201AA
1488 | IOM - 7750 SR-a - L3BQ |  | Qatar |  |  |  |  | 3HE09202BA | 3HE09202BA
1489 | MDA-a - 7750 SR 2-PT 10GE SFP+ 12-PT GESFP |  | Qatar |  |  |  |  | 3HE09205AA | 3HE09205AA
1490 | MPT-HC V2 15GHz 490 1/1P |  | Qatar |  |  |  |  | 3DB20425BA | 3DB20425BA
1491 | ION-M18P/21P EP |  | Qatar |  |  |  |  | 7623375-0002 | 7623375-0002
1492 | SFP+ 10GE ER - LC ROHS6/6 0/70C |  | Qatar |  |  |  |  | 3HE05036AA | 3HE05036AA
1493 | 8-Port ACS8000 Console System with dual AC Power S |  | Qatar |  |  |  |  | ACS8008DAC-404 | ACS8008DAC-404
1494 | Power Cable,450V/750V,60227 IEC 02(RV),16mm^2,Blac |  | Qatar |  |  |  |  | 25030428 | 25030428
1495 | Power Cable,450V/750V,60227 IEC 02(RV),16mm^2,Blue |  | Qatar |  |  |  |  | 25030430 | 25030430
1496 | 600W DC Air Conditioner |  | Qatar |  |  |  |  | 52271375 | 52271375
1497 | DBS Antenna Feeder Installation Auxiliary Kit Per |  | Qatar |  |  |  |  | 02237428 | 02237428
1498 | Signal Cable,AISG Communication cable,5m,D9M+D9(PS |  | Qatar |  |  |  |  | 04070097 | 04070097
1499 | Radio Frequency Cable,3m,DIN50SM-II,COAX50-8.7/3.5 |  | Qatar |  |  |  |  | 04130697-001 | 04130697-001
1500 | Directional Antenna,DXXXX-690-960/690-960/1695-269 |  | Qatar |  |  |  |  | 27011963 | 27011963
1501 | Downtilt Kit-D |  | Qatar |  |  |  |  | 27150247 | 27150247
1502 | SFM - 7750 SR SFM4-7 |  | Qatar |  |  |  |  | 3HE05949AA | 3HE05949AA
1503 | IMM - 7x50 2-PT 100GE CFP L3BQ |  | Qatar |  |  |  |  | 3HE07303BA | 3HE07303BA
1504 | Hybrid System Control and Cross-connect Board |  | Qatar |  |  |  |  | 03021UDH | 03021UDH
1505 | 16E1(TDM)/2STM-1(SFP)/4GE(RJ45)/2GE(SFP) Hybrid Sy |  | Qatar |  |  |  |  | 03022TLJ | 03022TLJ
1506 | LVDB Contvspst 48V 300A SW300-1004M |  | Qatar |  |  |  |  | 0729090626 | 0729090626
1507 | minipack 48/800 WIR |  | Qatar |  |  |  |  | 241117.130 | 241117.130
1508 | Smartpack Extended |  | Qatar |  |  |  |  | 242100.110 | 242100.110
1509 | Eltek I/O Monitor |  | Qatar |  |  |  |  | 242100.304 | 242100.304
1510 | Smartpack2nBasic Industrial |  | Qatar |  |  |  |  | 242100.601 | 242100.601
1511 | 1660 SM, 3AL81915AB, 1660 SM-Isa-Es16-Hc |  | Qatar |  |  |  |  | 3AL81915AB | 3AL81915AB
1512 | 10Gbps SFP&ER 40KM |  | Qatar |  |  |  |  | 3FE65831AA | 3FE65831AA
1513 | FAN MODULE SAR 8 SHELF V2 EXT TEMP 48V |  | Qatar |  |  |  |  | 3HE06792AA | 3HE06792AA
1514 | HIGH POWER HIGH GAIN DWDM AM |  | Qatar |  |  |  |  | 8DG59245AA | 8DG59245AA
1515 | IMM - 7x50 20-PT 10GE SFP+ - L3BQ |  | Qatar |  |  |  |  | 3HE07305BA | 3HE07305BA
1516 | Rouzic Board 8 GB 1 HD 147 GB AMC 3639 |  | Qatar |  |  |  |  | 3CM02859BB | 3CM02859BB
1517 | NBRZAL ROUZIC STATION 8GB 1xHDD-147GB |  | Qatar |  |  |  |  | 3CM02859CL | 3CM02859CL
1518 | Precision Air-conditioner,1500W/(65W/K),220VAC/-48 |  | Qatar |  |  |  |  | 52270147 | 52270147
1519 | OptiX RTN 950A,SLFMSITE01,RTN 950A Basal Configura |  | Qatar |  |  |  |  | 02310NHC | 02310NHC
1520 | CFP - 100G ER4 40KM LC LOW PWR 0/70C |  | Qatar |  |  |  |  | 3HE06699BA | 3HE06699BA
1521 | ISM- 7x50 Multiservice ISM-MS |  | Qatar |  |  |  |  | 3HE09117AA | 3HE09117AA
1522 | 7450 CUSTOM FOR ASCOT DC GENERATOR CONTROLLER |  | Qatar |  |  |  |  | 7450.002-A1 | 7450.002-A1
1523 | FLATPACK 2 2000W 48V |  | Qatar |  |  |  |  | 241115.105 | 241115.105
1524 | 241115.105SD |  | Qatar |  |  |  |  | 241115.105SD | 241115.105SD
1525 | Full Outdoor MicroWave,RTN 380,81G,-3,F81210000ALA |  | Qatar |  |  |  |  | 52450608 | 52450608
1526 | 78210631 triple band combiner TRIPLXER KATHRIEN 90 |  | Qatar |  |  |  |  | KRF 102 240/2 R2A | KRF 102 240/2 R2A
1527 | MPR MEMORY E6SA-130 |  | Qatar |  |  |  |  | 3DB18273BE | 3DB18273BE
1528 | MDA-XP 7750 SR 48-PT 10/100/1000 MRJ-21 |  | Qatar |  |  |  |  | 3HE05160AA | 3HE05160AA
1529 | SFP+ 10GE ER - LC ROHS6/6-40/85C |  | Qatar |  |  |  |  | 3HE09328AA | 3HE09328AA
1530 | USRPNL |  | Qatar |  |  |  |  | 8DG59240AA | 8DG59240AA
1531 | AGS-20-L 2U WIRED SUBRACK +SW |  | Qatar |  |  |  |  | B60021 | B60021
1532 | AGS-20-L FAN MODULE |  | Qatar |  |  |  |  | D60083 | D60083
1533 | AGS-20-L PW MODULE |  | Qatar |  |  |  |  | D60084 | D60084
1534 | AGS-20-L RIM-ARI2: 2xIF (112M) MODULE |  | Qatar |  |  |  |  | D60085 | D60085
1535 | AGS-20-L CORE MODULE |  | Qatar |  |  |  |  | D60086 | D60086
1536 | AGS-20-L LIM ETH (4EL + 4OPT) MODULE |  | Qatar |  |  |  |  | D60087 | D60087
1537 | AGS-20-L RIM-DRI2: 2x10G MODULE |  | Qatar |  |  |  |  | D60301 | D60301
1538 | JUMPER OUT/IND MM OM2 LCDUP D=5mm L=100M |  | Qatar |  |  |  |  | F15450B | F15450B
1539 | IDU AGS-20-M DUAL IF 8E1 4EL 6OPT +SW |  | Qatar |  |  |  |  | GAI0244-3 | GAI0244-3
1540 | ODU ALFOPLUS80HDX EL.OPT SB=1L + SW + LICENCE |  | Qatar |  |  |  |  | GB9920-01 | GB9920-01
1541 | ODU ALFOPLUS80HDX EL.OPT SB=1H + SW + LICENCE |  | Qatar |  |  |  |  | GB9921-01 | GB9921-01
1542 | ODU ASNK15/490 SB=2L + SW |  | Qatar |  |  |  |  | GE8664-42 | GE8664-42
1543 | ODU ASNK15/490 SB=2H + SW |  | Qatar |  |  |  |  | GE8665-42 | GE8665-42
1544 | COAXIAL CABLE CNT300 (ALUMINIUM) |  | Qatar |  |  |  |  | K09278MA | K09278MA
1545 | DATA CABLE CAT5e FOR OUTDOOR METER |  | Qatar |  |  |  |  | M02472 | M02472
1546 | OUTDOOR POWER CABLE 2 x 1,5mmq |  | Qatar |  |  |  |  | M10166 | M10166
1547 | AAU5613 TX3600-3800MHz/RX3600-3800MHz 64T64R 200W |  | Qatar |  |  |  |  | 02312CHK | 02312CHK
1548 | Optical Cable Parts,DLC/UPC,DLC/UPC,single mode,40 |  | Qatar |  |  |  |  | 14130644 | 14130644
1549 | Power Cable,300V,UL2464,2x10AWG,Black(2Cores:Blue, |  | Qatar |  |  |  |  | 25030891 | 25030891
1550 | 10GBase ZR LC, 80 Km, 1550 nm SFP+ transceiver |  | Qatar |  |  |  |  | 3HE09329AA | 3HE09329AA
1551 | 32EC2 - HP EQUIPMENT CONTROLLER |  | Qatar |  |  |  |  | 8DG62635AA | 8DG62635AA
1552 | 1/2 SLOT SCREWDRIVER (LONG) |  | Qatar |  |  |  |  | 1AD008610003 | 1AD008610003
1553 | CIRCUIT BREAKER MODULE (2CB/80A OR 1CB/1 |  | Qatar |  |  |  |  | 3AL35074AA | 3AL35074AA
1554 | ONETRU CIRCUIT BREAKER W/ AUX CONTACT (8 |  | Qatar |  |  |  |  | 3AL35098BT | 3AL35098BT
1555 | AM2625A-26DBMVGAIN UNI-AMP W/DCM LBO KIT |  | Qatar |  |  |  |  | 3KC13447AA | 3KC13447AA
1556 | POWER 5.5KW (TSS-320H) (ETSI) |  | Qatar |  |  |  |  | 3KC35412AA | 3KC35412AA
1557 | PRE-STAGING 1850TSS-320H STANDARD |  | Qatar |  |  |  |  | 8DG03465AA | 8DG03465AA
1558 | EXTERNAL SYNCH CARD (TSS-320H/160H) |  | Qatar |  |  |  |  | 8DG09336AB | 8DG09336AB
1559 | HOUSEKEEPING CARD (TSS-320H/160H) |  | Qatar |  |  |  |  | 8DG09454AA | 8DG09454AA
1560 | FULL SLOT DUMMY PLATE (TSS-320H/160H) |  | Qatar |  |  |  |  | 8DG09479AA | 8DG09479AA
1561 | 1/2 SLOT DUMMY PLATE (TSS-320H/160H) |  | Qatar |  |  |  |  | 8DG09483AA | 8DG09483AA
1562 | FRONT COVER KIT TSS-320H |  | Qatar |  |  |  |  | 8DG09801AA | 8DG09801AA
1563 | LOCK KIT FOR TSS-320H/160H FRONT COVER |  | Qatar |  |  |  |  | 8DG09802AA | 8DG09802AA
1564 | UPPER AIR BAFFLE (TSS-320H) |  | Qatar |  |  |  |  | 8DG09827AA | 8DG09827AA
1565 | SHELF 5.5KW INSTALLATION KIT FOR ONETRU |  | Qatar |  |  |  |  | 8DG10011AA | 8DG10011AA
1566 | UNIVERSAL MATRIX AND FLC 800G (TSS-320H) |  | Qatar |  |  |  |  | 8DG10314AA | 8DG10314AA
1567 | FAN UNIT (TSS-320H) (ETSI) |  | Qatar |  |  |  |  | 8DG10327AA | 8DG10327AA
1568 | SWPL-1850TSS-320 R.7.2.05H |  | Qatar |  |  |  |  | 8DG10438AB | 8DG10438AB
1569 | MAIN SHELF KIT-PSS32, HIGH CAPACITY FAN |  | Qatar |  |  |  |  | 8DG59605AB | 8DG59605AB
1570 | RA2P LH - 2 PUMP RAMAN, NO MID-STAGE ACC |  | Qatar |  |  |  |  | 8DG60567AB | 8DG60567AB
1571 | SWP 1830PSS R6.0.6 4/16G EC DVD NO GMPLS |  | Qatar |  |  |  |  | 8DG62322AA | 8DG62322AA
1572 | SWPL 1830PSS R6.0.6 4/16G EC DVD NO GMP |  | Qatar |  |  |  |  | 8DG62440AA | 8DG62440AA
1573 | 8280 Integrated Frame-KWABT8280F01-3054581-3054600 |  | Qatar |  |  |  |  | 02300651 | 02300651
1574 | LCD PC500D 600W Envicool Huawei AC |  | Qatar |  |  |  |  | 03020029-01 | 03020029-01
1575 | Communication Card PC500D 600W Envicool Huawei AC |  | Qatar |  |  |  |  | 03020057-01 | 03020057-01
1576 | Compressor Controller PC500D 600W Envicool Huawei |  | Qatar |  |  |  |  | 03020059-01 | 03020059-01
1577 | SPD(Surge Protection Device) PC500D 600W Envicool |  | Qatar |  |  |  |  | 03020062-01 | 03020062-01
1578 | Communication Card EC10HDNC1J-1100W Envicool AC |  | Qatar |  |  |  |  | 03020105-01 | 03020105-01
1579 | AC SPD(Surge Protection Device) AH1500 1500W Envic |  | Qatar |  |  |  |  | 03020138-01 | 03020138-01
1580 | DC SPD(Surge Protection Device) AH1500 1500W Envic |  | Qatar |  |  |  |  | 03020139-01 | 03020139-01
1581 | LCD EC10HDNC1J-1100W Envicool AC |  | Qatar |  |  |  |  | 14030012-01 | 14030012-01
1582 | Main Controller EC10HDNC1J-1100W Envicool AC |  | Qatar |  |  |  |  | 14030020-01 | 14030020-01
1583 | Relay Board AH1500 1500W Envicool AC |  | Qatar |  |  |  |  | 14030081-01 | 14030081-01
1584 | LCD AH1500 1500W Envicool AC |  | Qatar |  |  |  |  | 14030213-01 | 14030213-01
1585 | Main Controller DC20HDNC1U 2000W Eltek Single door |  | Qatar |  |  |  |  | 14050006-01 | 14050006-01
1586 | LCD DC20HDNC1U 2000W Eltek Single door |  | Qatar |  |  |  |  | 14050007-01 | 14050007-01
1587 | Main Controller AH1500 1500W Envicool AC |  | Qatar |  |  |  |  | 14050010-01 | 14050010-01
1588 | Compressor Controller DC20HDNC1U 2000W Eltek Singl |  | Qatar |  |  |  |  | 14050012-01 | 14050012-01
1589 | Keypad PC500D 600W Envicool Huawei AC |  | Qatar |  |  |  |  | 16120019 | 16120019
1590 | Condenser Fan DC48V/Centrifugal PC500D 600W/DC20HD |  | Qatar |  |  |  |  | 25010006 | 25010006
1591 | Evaporator Fan DC48V/Centrifugal AH1500-1500W/EC10 |  | Qatar |  |  |  |  | 25010129 | 25010129
1592 | Condenser Fan 220VAC/Centrifugal AH1500-1500W/EC10 |  | Qatar |  |  |  |  | 25010143 | 25010143
1593 | Evaporator Fan DC48V/Axial PC500D 600W/DC20HDNC1U |  | Qatar |  |  |  |  | 25010197 | 25010197
1594 | DC Filter PC500D 600W Envicool Huawei AC |  | Qatar |  |  |  |  | 34050020 | 34050020
1595 | Full Outdoor MicroWave,RTN 380,81G,-3,F81210000AHA |  | Qatar |  |  |  |  | 52450609 | 52450609
1596 | High Speed Transceiver,SFP28,1310nm,25G,-7dBm,2dBm |  | Qatar |  |  |  |  | 34061940 | 34061940
1597 | 600GB 10K RPM SAS DISK UNIT(2.5''),FOR S3900/S6900 |  | Qatar |  |  |  |  | 0235G6NU | 0235G6NU
1598 | EVAPORATOR MOTOR ONLY MCLEAN 28106404SP |  | Qatar |  |  |  |  | 1AF28969AA | 1AF28969AA
1599 | IMM - 7X50 48-PT GE SFP - L3HQ |  | Qatar |  |  |  |  | 3HE06428AA | 3HE06428AA
1600 | Main Controller PC500D 600W Envicool Huawei AC |  | Qatar |  |  |  |  | 14050047-01 | 14050047-01
1601 | PS - 7210 SAS-M/T ETR -48V DC Power Supply |  | Qatar |  |  |  |  | 3HE05581AB | 3HE05581AB
1602 | IMM - 7x50 8-PT 10GE XFP - L3BQ |  | Qatar |  |  |  |  | 3HE06431AA | 3HE06431AA
1603 | Optical Cable Parts,DLC/UPC,DLC/UPC, single mode,5 |  | Qatar |  |  |  |  | 14130645 | 14130645
1604 | 24XMULTIRATE UNIVERSAL /SFP |  | Qatar |  |  |  |  | 3AG34048AA | 3AG34048AA
1605 | GPS Auxiliary(RG-8U) |  | Qatar |  |  |  |  | 02230ADG | 02230ADG
1606 | SSY-FLCSERVICE ENH |  | Qatar |  |  |  |  | 3AG24103AB | 3AG24103AB
1607 | 5G APM5930(DC) Cabinet(Ver.A,-48VDC,DBS5900) NO ca |  | Qatar |  |  |  |  | 02115551-NFAN | 02115551-NFAN
1608 | 5G APM5930(DC) Cabinet(Ver.A,-48VDC,DBS5900) With |  | Qatar |  |  |  |  | 02115551-WFAN | 02115551-WFAN
1609 | MRFUd for WCDMA/LTE 2100MHz (280W) |  | Qatar |  |  |  |  | 02311GNF | 02311GNF
1610 | Microwave Antenna SDB ,A15D80S06HAC,15G & 80G,600m |  | Qatar |  |  |  |  | 52432315 | 52432315
1611 | Outdoor Combiner,DC-790-862/880-960-01,6*7/16 DIN |  | Qatar |  |  |  |  | 27030106 | 27030106
1612 | 5DB ATTENUATOR |  | Qatar |  |  |  |  | 1AB371250008 | 1AB371250008
1613 | ODU ASNK15/490 SB=1L |  | Qatar |  |  |  |  | GE8662-42 | GE8662-42
1614 | ODU ASNK15/490 SB=1H |  | Qatar |  |  |  |  | GE8663-42 | GE8663-42
1615 | ODU ASNK15/490 SB=3L |  | Qatar |  |  |  |  | GE8666-42 | GE8666-42
1616 | ODU ASNK15/490 SB=3H |  | Qatar |  |  |  |  | GE8667-42 | GE8667-42
1617 | ODU ASNK23/1008/1050 SB=1L |  | Qatar |  |  |  |  | GE8718-52 | GE8718-52
1618 | ODU ASNK23/1008/1050 SB=1H |  | Qatar |  |  |  |  | GE8719-52 | GE8719-52
1619 | ODU ASNK23/1008 SB=2L |  | Qatar |  |  |  |  | GE8720-52 | GE8720-52
1620 | ODU ASNK23/1008 SB=2H |  | Qatar |  |  |  |  | GE8721-52 | GE8721-52
1621 | BLANKING PLATE FOR INTEGRATED OMT RFS 1502386030/1 |  | Qatar |  |  |  |  | U900133R | U900133R
1622 | A.80GHZ SP 23GHZ DP 0.6M UBR220 STD 1502386030/10 |  | Qatar |  |  |  |  | UI0CR035M | UI0CR035M
1623 | AGS-20-L KIT FRONT COVER |  | Qatar |  |  |  |  | V60744 | V60744
1624 | AM2032A - 20DBM VGAINUNI-AMP W/ DCMACCES |  | Qatar |  |  |  |  | 3KC13202AA | 3KC13202AA
1625 | SHELF (TSS-320H) (ETSI) |  | Qatar |  |  |  |  | 8DG09696AA | 8DG09696AA
1626 | 4#40GE QSFP +SLOTS. 28#10GE SFP + SLOTS 2 # GE RJ4 |  | Qatar |  |  |  |  | FG-3700D | FG-3700D
1627 | SAR-X ( DC System ) |  | Qatar |  |  |  |  | 3HE08534AA | 3HE08534AA
1628 | Function Module ,Optix RTN 905 |  | Qatar |  |  |  |  | 02310VBD | 02310VBD
1629 | RRU5909,WD5MIRULC10C,WUYI,TX2110-2170MHz/RX1920-19 |  | Qatar |  |  |  |  | 02311TBD | 02311TBD
1630 | Function Module,BBU5900,WD2B1BBU7,Distributed Base |  | Qatar |  |  |  |  | 02311VFF | 02311VFF
1631 | RTN 905 Function Module,OptiX RTN 905F,SLD4IRU201, |  | Qatar |  |  |  |  | 02311WJQ | 02311WJQ
1632 | Universal Baseband Processing Unit g3 |  | Qatar |  |  |  |  | 03058627 | 03058627
1633 | RRU5909 for Multi-Mode 900MHz(260W) |  | Qatar |  |  |  |  | 02311TBA | 02311TBA
1634 | 5G APM30 Fan Tray Assembly,HERT MPE,WD2E21FAN,FAN0 |  | Qatar |  |  |  |  | 02122236 | 02122236
1635 | BC1203, DC / DC Module, 40 W, -20 degC to 55 degC, |  | Qatar |  |  |  |  | 02270123 | 02270123
1636 | Finished Board Unit,HERT BBU,WD22UMPTe2,Universal |  | Qatar |  |  |  |  | 03057252 | 03057252
1637 | FIRST LEVEL CONTROLLER COMPACT |  | Qatar |  |  |  |  | 3AG33727AA | 3AG33727AA
1638 | MT1T9C PSS-36 MATRIX 1.9T |  | Qatar |  |  |  |  | 3KC19274AB | 3KC19274AB
1639 | PSS-36 MATRIX 960G |  | Qatar |  |  |  |  | 8DG09164AB | 8DG09164AB
1640 | Manufactured Board,HERT BBU,WD22UBBPfw1,Baseband P |  | Qatar |  |  |  |  | 03024RHK | 03024RHK
1641 | BBU3900-WD22UMP Tb1-Universal Main Processing |  | Qatar |  |  |  |  | 03054885 | 03054885
1642 | Router 7250 IXR-e 24SFP+8SFP28 2QSFP28 |  | Qatar |  |  |  |  | 3HE14782AA | 3HE14782AA
1643 | "Antenna,1575.42 +/- 1.023MHZ,38dBi,Right Circular |  | Qatar |  |  |  |  | 27010596 | 27010596
1644 | ASMGR-A ATCA Shelf Manager |  | Qatar |  |  |  |  | C110581 | C110581
1645 | AHUB3-A ATCA Hub Blade |  | Qatar |  |  |  |  | C111968 | C111968
1646 | HBRT3-A ATCA Hub Blade RTM |  | Qatar |  |  |  |  | C111974 | C111974
1647 | ACAR1-B AMC Carrier Blade |  | Qatar |  |  |  |  | C111975 | C111975
1648 | SCNAM-B STM-1 TDM AMC |  | Qatar |  |  |  |  | C112001 | C112001
1649 | ADSP2-A ATCA DSP Blade |  | Qatar |  |  |  |  | C112635 | C112635
1650 | ACPI5-A ATCA CPU Blade |  | Qatar |  |  |  |  | C112772 | C112772
1651 | CPRT5-A CPU Blade RTM |  | Qatar |  |  |  |  | C112773 | C112773
1652 | NIRT2-A ATCA Network Interface RTM |  | Qatar |  |  |  |  | C112780 | C112780
1653 | OE_TR_XFP_STM-64_B&W_80km_80m_SM_P |  | Qatar |  |  |  |  | 1AB375380008 | 1AB375380008
1654 | 1AN100G - 1X100G ANY |  | Qatar |  |  |  |  | 3AG34224AA | 3AG34224AA
1655 | CFP2 100G BASE-LR4 (4X25G) DUAL RATE 100 |  | Qatar |  |  |  |  | 3AL81820AA | 3AL81820AA
1656 | Finished Board Unit,HERT BBU,WD22UBBPe4,Baseband P |  | Qatar |  |  |  |  | 03057155 | 03057155
1657 | RRU5909,WD5MERULC30B,WUYI,TX1805-1880MHz/RX1710-17 |  | Qatar |  |  |  |  | 02311PPP | 02311PPP
1658 | FIRST LEVEL CONTROLLER |  | Qatar |  |  |  |  | 8DG89216AB | 8DG89216AB
1659 | Manufactured Board,OptiX RTN 950A,SLF1CSHO,16*E1(T |  | Qatar |  |  |  |  | 03021UDH | 03021UDH
1660 | ODU |  | Qatar |  |  |  |  | 52413882 | 52413882
1661 | RTN905 2E |  | Qatar |  |  |  |  | 02310VBD | 02310VBD
1662 | FLATPACK2 48/2000 |  | Qatar |  |  |  |  | 241115.105 | 241115.105
1663 | Flatpack2 48/3000 HE |  | Qatar |  |  |  |  | 241119.105 | 241119.105
1664 | Flat pak2 48/3000 |  | Qatar |  |  |  |  | 241119.903 | 241119.903
1665 | RTN905 Basal Configuration 4*GE(RJ45)+2*GE,1E |  | Qatar |  |  |  |  | 02310YCJ | 02310YCJ
1666 | Flat pack 2## 2000W |  | Qatar |  |  |  |  | 241115.100SD | 241115.100SD
1667 | AMPP2-A ATCA Multicore Processor Blade |  | Qatar |  |  |  |  | C112779 | C112779
1668 | Fan Box,PARC,WP1E2PFNS,Base Station Controller 9 Fan Box |  | Qatar |  |  |  |  | 02120370 | 02120370
1669 | Power Distribution Box,PARCb,WP1EPEMa,Power Entry Module,REV:a,Power Entry Module for PARCb subrack,2 inputs,60A,-48VDC,2,2,4800W |  | Qatar |  |  |  |  | 02120757 | 02120757
1670 | PARC Rack Power Cable Naked Crimping Terminal,25mm^2(3U Power Distribution Box) |  | Qatar |  |  |  |  | 02237330 | 02237330
1671 | Backplane Subrack,PARCb,WP1K3PBCS,Unified Bussiness Architecture Base Shelf |  | Qatar |  |  |  |  | 02300708 | 02300708
1672 | Function Module,R4850G2,EN1MRC5G1A1,1U 3000W Rectifier,Power Only |  | Qatar |  |  |  |  | 02310FFA | 02310FFA
1673 | PARC WP11DPUg Data Processing Unit REV:g |  | Qatar |  |  |  |  | 03053369 | 03053369
1674 | PARC,WP11POMUc,Operation and Maintenance Unit (with DOPRA LINUX and Driver Software Package ) REV:c |  | Qatar |  |  |  |  | 03053461 | 03053461
1675 | PARC WP11EOMUa Evolved Operation and Maintenance Unit REV:a |  | Qatar |  |  |  |  | 03054294 | 03054294
1676 | PARC WP11EGPUa Evolved General Processing Unit REV:a |  | Qatar |  |  |  |  | 03054296 | 03054296
1677 | PARC WP11ENIUa Evolved Network Intelligence Unit REV:a |  | Qatar |  |  |  |  | 03054297 | 03054297
1678 | PARC WP11EXOUa Evolved 2-port 10GE Optical interface Unit REV:a |  | Qatar |  |  |  |  | 03054298 | 03054298
1679 | PARC WP11TNUb TDM Switching Network Unit REV:b |  | Qatar |  |  |  |  | 03054330 | 03054330
1680 | PARC WP11EIUb 32-port E1/T1 circuit Interface Unit REV:b |  | Qatar |  |  |  |  | 03054331 | 03054331
1681 | PARC WP11OIUb 1-port channelized Optical Interface Unit REV:b |  | Qatar |  |  |  |  | 03054332 | 03054332
1682 | PARC WP11XPUc Extensible Processing Unit REV:c |  | Qatar |  |  |  |  | 03055288 | 03055288
1683 | PARC WP11GOUe 4-port packet over GE Optical interface Unit REV:e |  | Qatar |  |  |  |  | 03055293 | 03055293
1684 | Trunk Cable,Active-Standby,20m,75ohm,8E1,2.2mm,2*D44M-I,2*SYFVZP75-1.2/0.25*8(S)+2*CC8P0.48B(S) |  | Qatar |  |  |  |  | 04045677 | 04045677
1685 | Single Cable,Crossover Cable,9.7m ,2*D14M,4*CC2P0.4PWG1U(S)-I,2*D14M |  | Qatar |  |  |  |  | 04047278 | 04047278
1686 | High Speed Cable,10G SFP+ High Speed Cable,3m,SFP+20M,CC2P0.254B(S),SFP+20M,LSFRZH For Indoor,ETH 10GbE,LSZH |  | Qatar |  |  |  |  | 04050185 | 04050185
1687 | High Speed Cable,10G Passive SFP+ Cable,10m,(SFP+20M),(CC2P0.5B),(SFP+20M),LSFRZH For Indoor,ETH 10GbE,LSZH |  | Qatar |  |  |  |  | 04050186 | 04050186
1688 | Trunk Cable,155M/Clock/Lightning,50m,75ohm,3.9mm,SMB75SF-IV,SYV75-2/0.34(S) |  | Qatar |  |  |  |  | 04060322 | 04060322
1689 | Coaxial Connector,SMB Connector,75ohm/Straight/Female,Matching SYV-75-2-2 Cable |  | Qatar |  |  |  |  | 14040166 | 14040166
1690 | Coaxial Connector,BNC,75ohm,Straight/Plug, Male,Matching SYV-75-2-2 Cable,<=10 |  | Qatar |  |  |  |  | 14040213 | 14040213
1691 | Patch Cord,LC/PC,SC/PC,Single-mode,20m,G.652D,2mm |  | Qatar |  |  |  |  | 14130280 | 14130280
1692 | Nonmetal Parts,DKBA0.480.0457-Cable Tie,300*3.6mm,White,PA66,(GT-300I) |  | Qatar |  |  |  |  | 21100144 | 21100144
1693 | 12.5mm-1m, Hook & Loop Mechanical Fastener, Wrap Optical Fiber |  | Qatar |  |  |  |  | 21101258 | 21101258
1694 | Engineering/Blank label,Engineering label,Signal Cable label,30 Groups,10 Array,3 Row,Height 24.0,Width 84.0,White,1Pcs/Group |  | Qatar |  |  |  |  | 29041060 | 29041060
1695 | Optical Transceiver,eSFP,1310nm,1.25Gb/s,-9.5~-3dBm,-20dBm,LC,SM,10km |  | Qatar |  |  |  |  | 34060487 | 34060487
1696 | Optical transceiver,SFP+,1310nm,10.3125Gb/s,-8.2~0.5dBm,-14.4dBm,LC,SM,10km |  | Qatar |  |  |  |  | 34060599 | 34060599
1697 | Optical Transceiver,eSFP,1310nm,STM1,-15~-8dBm,-31dBm,LC,SM,15km |  | Qatar |  |  |  |  | 34060787 | 34060787
1698 | Cisco ASR5K-SMC-K9 System Management Card 5000 5K/55K 520-05-0003 SNMP CTC |  | Qatar |  |  |  |  | 68-3813-02 | 68-3813-02
1699 | LC-LC (15 meter) |  | Qatar |  |  |  |  | FB-P-LC/LC-9D2 YTL-15 | FB-P-LC/LC-9D2 YTL-15
1700 | LC-LC (20 meter) |  | Qatar |  |  |  |  | FB-P-LC/LC-9D2 YTL-20 | FB-P-LC/LC-9D2 YTL-20
1701 | LC-LC (30 meter) |  | Qatar |  |  |  |  | FB-P-LC/LC-9D2 YTL-30 | FB-P-LC/LC-9D2 YTL-30
1702 | LC-SC (20 meter) |  | Qatar |  |  |  |  | FB-P-LC/SC-9D2 YTL-20 | FB-P-LC/SC-9D2 YTL-20
1703 | SPS- BD,MB DL320G5p , ML310G5 |  | Qatar |  |  |  |  | 454510-001 | 454510-001
1704 | SPS- FAN 1U ASSY |  | Qatar |  |  |  |  | 457873-001 | 457873-001
1705 | HP- 300 GB |  | Qatar |  |  |  |  | 507119-004 | 507119-004
1706 | POWER CORD FOR OMNI SWITCH |  | Qatar |  |  |  |  | 120137-10 | 120137-10
1707 | SERIAL CONNECTOR ( 25 PIN) |  | Qatar |  |  |  |  | 12050016400A | 12050016400A
1708 | RECTIFIER 230V 150mA SMARTPACK ELTEK |  | Qatar |  |  |  |  | 1AF11580AA | 1AF11580AA
1709 | Flat pack 2## 2000W |  | Qatar |  |  |  |  | 1AF12428AA | 1AF12428AA
1710 | AT715/4G-1800/C11 FEPA4_NB ATCA (RT Board) |  | Qatar |  |  |  |  | 3CM02353AJ | 3CM02353AJ
1711 | AT715/4G-1800/C12 BEPA4_PI6 ATCA (DB board) |  | Qatar |  |  |  |  | 3CM02353AL | 3CM02353AL
1712 | ARTM-6499/STD/C1 |  | Qatar |  |  |  |  | 3CM02371AA | 3CM02371AA
1713 | ARTM-F300/TX SWITCH RTM |  | Qatar |  |  |  |  | 3CM02381AA | 3CM02381AA
1714 | Shelf Management Controller NBSHMC |  | Qatar |  |  |  |  | 3CM02418AA | 3CM02418AA
1715 | ATC FAN TRAY |  | Qatar |  |  |  |  | 3CM02457AA | 3CM02457AA
1716 | ARTM NASYS |  | Qatar |  |  |  |  | 3CM02570AA | 3CM02570AA
1717 | NBMASW1 - MALBAN 1GB (OLD CARDS FOR SDM 2.1) TBC |  | Qatar |  |  |  |  | 3CM02660AA | 3CM02660AA
1718 | BOARD ROUZIC 1 SS7 FA 8GB MEMORY |  | Qatar |  |  |  |  | 3CM02859AF | 3CM02859AF
1719 | NBRZAN ROUZIC-8GB 147GB 2 HDD |  | Qatar |  |  |  |  | 3CM02859AN | 3CM02859AN
1720 | BOARD ROUZIC 1 HDD147G 1 SS7 8RA 8GB MEMORY |  | Qatar |  |  |  |  | 3CM02859BB | 3CM02859BB
1721 | ROUZIC Station 8GB |  | Qatar |  |  |  |  | 3CM02859CM | 3CM02859CM
1722 | PBA GAE1120CI MG, 7549,ROHS, E1 120 OHMS CHANNELIZED INTERFA |  | Qatar |  |  |  |  | 3EM17616AD | 3EM17616AD
1723 | 7540 Channelized Quad OC-3 4P |  | Qatar |  |  |  |  | 3EM17871AB | 3EM17871AB
1724 | CHANNELIZED QUAD OC3/STM-1(4PTS) W/OEC |  | Qatar |  |  |  |  | 3EM17871AC | 3EM17871AC
1725 | ROHS, PACKET & CONTROL (PAC) BOARD |  | Qatar |  |  |  |  | 3EM22580AA | 3EM22580AA
1726 | SWITCH SERVICE & TIMING, SST-S3E BOARD |  | Qatar |  |  |  |  | 3EM22582AA | 3EM22582AA
1727 | MG.ROHS.ECHO.SERVER.ES |  | Qatar |  |  |  |  | 3EM22585AA | 3EM22585AA
1728 | 7549 VOICE SERVER 8B VS-8B UPGRADED |  | Qatar |  |  |  |  | 3EM22587AA | 3EM22587AA
1729 | MG.ROHS.ATM Interface.type 2G - AI-8.OC-3 |  | Qatar |  |  |  |  | 3EM22593AA | 3EM22593AA
1730 | MG, 7549, FAN TRAY MODULE, MISC- 805-0112-141 |  | Qatar |  |  |  |  | 3EM22771AA | 3EM22771AA
1731 | MG.ROHS.Gigabit Ethernet GEI-2 Fiber MM |  | Qatar |  |  |  |  | 3EM22786AA | 3EM22786AA
1732 | Switch Service and Timing Stratum-3E 104K, SST-S3E |  | Qatar |  |  |  |  | 3EM23149AC | 3EM23149AC
1733 | MGW 7549 ROHS UPPER FAN TRAY MODULE |  | Qatar |  |  |  |  | 3EM23233AA | 3EM23233AA
1734 | MG, 7549, RoHS, UNIVERSAL E1/T1 Card , PN:400-0135-152-D |  | Qatar |  |  |  |  | 3EM23673AA | 3EM23673AA
1735 | ISAM FX 16port GPON Line board. |  | Qatar |  |  |  |  | 3FE66721AB | 3FE66721AB
1736 | SFP - OC-3/STM-1 IR-1 R6/6 DDM -40/85C - 7750 SR |  | Qatar |  |  |  |  | 3HE00035CA | 3HE00035CA
1737 | MDA - 7750 SR 20-PT GIGE SFP |  | Qatar |  |  |  |  | 3HE00708AA | 3HE00708AA
1738 | MDA - 4-PT CH OC-3/STM-1 CES MDA |  | Qatar |  |  |  |  | 3HE03079AA | 3HE03079AA
1739 | MDA - 7750 20-PT GE MDA-XP - SFP |  | Qatar |  |  |  |  | 3HE03612AA | 3HE03612AA
1740 | IOM - 7750 SR IOM3-XP |  | Qatar |  |  |  |  | 3HE03619AA | 3HE03619AA
1741 | MDA - 7750 SR 2-PT 10G MDA-XP - XFP |  | Qatar |  |  |  |  | 3HE03685AA | 3HE03685AA
1742 | SAR-18 AIR FILTER (4PCS) |  | Qatar |  |  |  |  | 3HE04995AA | 3HE04995AA
1743 | CPM - 7750 SR CPM5 |  | Qatar |  |  |  |  | 3HE08423AA | 3HE08423AA
1744 | PSS-36 MATRIX 960C |  | Qatar |  |  |  |  | 8DG09164AB | 8DG09164AB
1745 | OMNI SWITCH POWER SUPPLY |  | Qatar |  |  |  |  | 902775-90 | 902775-90
1746 | C25-B+C CombiController |  | Qatar |  |  |  |  | OBO-5095603 | OBO-5095603
1747 | V20-C Surge Controller |  | Qatar |  |  |  |  | OBO-5099609 | OBO-5099609
1748 | LC-LC OM3 dupx 15M 2.0mm |  | Qatar |  |  |  |  | OT-782343 | OT-782343
1749 | LC-LC OM4 dupx 10M 2.0mm |  | Qatar |  |  |  |  | OT-787763 | OT-787763
1750 | LC-LC OM4 dupx 15M 2.0mm |  | Qatar |  |  |  |  | OT-795057 | OT-795057
1751 | LC-LC OM3 dupx 10M 2.0mm |  | Qatar |  |  |  |  | OT-809506 | OT-809506
1752 | MPO/MPO OM4 8-Core Female 15m 4.5mm LSZH Aqua |  | Qatar |  |  |  |  | OT-MPO/MPO OM4 15M | OT-MPO/MPO OM4 15M
1753 | MTP/MTP OM4 8-Core Female 15m 4.5mm LSZH Aqua |  | Qatar |  |  |  |  | OT-MTP/MTP OM4 15M | OT-MTP/MTP OM4 15M
1754 | SUN ORACLE '(TM) DRIVE TYPE -72G |  | Qatar |  |  |  |  | SR-540-6611-02 | SR-540-6611-02
1755 | SUN ORACLE '(TM) DRIVE TYPE -SUN 300G- ALU CC 849115043 |  | Qatar |  |  |  |  | 68-3813-02 | 68-3813-02
1756 | SUN ORACLE '(TM) DRIVE TYPE -SUN 146G |  | Qatar |  |  |  |  | 68-3813-02 | 68-3813-02
1757 | SUN ORACLE '(TM) DRIVE TYPE -SUN 300G- Received from Mannai Corp (Vishal 66181699) |  | Qatar |  |  |  |  | 68-3813-02 | 68-3813-02
1758 | F5 Blade |  | Qatar |  |  |  |  | VI-PB200 | VI-PB200
1759 | SECURITY EQUIPMENTS |  | Qatar |  |  |  |  | F5-VPR-LTMB4300 | F5-VPR-LTMB4300
1760 | Finisar FTLX8574D3BCL 10Gb/s 850nm Multimode Datacom SFP+ Transceiver |  | Qatar |  |  |  |  | FG-TRAN-SFP+SR | FG-TRAN-SFP+SR
1761 | SFP+ 10GE BX 10-D-LC ROHS6/6 0/70C |  | Qatar |  |  |  |  | 3HE05037AB | 3HE05037AB
1762 | 7705 SAR-X |  | Qatar |  |  |  |  | 3HE08534AA | 3HE08534AA
1763 | Hp Jd089b Abcu-5740rz-hp8 1000base-t 1g Sfp Rj45 Optical Transceiver |  | Qatar |  |  |  |  | JD089B ABCU-5740RZ-HP8 | JD089B ABCU-5740RZ-HP8
1764 | M1-10GB-XP-XFP |  | Qatar |  |  |  |  | 3HE04274AA | 3HE04274AA
1765 | OSS Self Maintenance Unit-WM1DOSSSMU01 |  | Qatar |  |  |  |  | 03055308 | 03055308
1766 | OSS General Processing Unit-WM1DOSSGPU01 |  | Qatar |  |  |  |  | 03055309 | 03055309
1767 | SYS - 7210 SAS-Sx 46F2C4SFP+ |  | Qatar |  |  |  |  | 3HE10492AA | 3HE10492AA
1768 | PS - 7210 SAS-Sx Power Supply DC -48V (F |  | Qatar |  |  |  |  | 3HE10499AA | 3HE10499AA
1769 | CPM - 7750 SR CPM5 |  | Qatar |  |  |  |  | 3HE08423AA | 3HE08423AA
1770 | IMM - 7X50 48-PT GE SFP - L3HQ |  | Qatar |  |  |  |  | 3HE06428AA | 3HE06428AA
1771 | IMM - 7x50 20-PT 10GE SFP+ - L3BQ |  | Qatar |  |  |  |  | 3HE07305BA | 3HE07305BA
1772 | IMM - 7x50 2-PT 100GE CFP L3BQ |  | Qatar |  |  |  |  | 3HE07303BA | 3HE07303BA
1773 | SFP - GIGE SX SFP OPT MOD - LC - 7750 SR |  | Qatar |  |  |  |  | 3HE00027AA | 3HE00027AA
1774 | F5-VPR-LTM-B4450N |  | Qatar |  |  |  |  | F5-VPR-LTM-B4450N | F5-VPR-LTM-B4450N
1775 | SPAR PART FOR 5548C SSU E60 (r1.5x) |  | Qatar |  |  |  |  | A014460-A015232 | A014460-A015232
1776 | Ethernet cable outdoor 5e shield 80 |  | Qatar |  |  |  |  | 1AC016760006 | 1AC016760006
1777 | CABLE COAX-1x50 Ohm*79pF-PE*6.85mm |  | Qatar |  |  |  |  | 1AC041350001 | 1AC041350001
1778 | DC power supply cable (2x16mmq) |  | Qatar |  |  |  |  | 1AC041800001 | 1AC041800001
1779 | 5X6MM2 SHIELDED POWER CABLE 100M |  | Qatar |  |  |  |  | 3BK08944AA | 3BK08944AA
1780 | 1X16MM2 Y/G POWER CABLE RVK 100M |  | Qatar |  |  |  |  | 3BK08958BA | 3BK08958BA
1781 | POWER CABLE BLUE 1X25MM2(METERS) |  | Qatar |  |  |  |  | 3BK25995AA | 3BK25995AA
1782 | DISMANTLE - BATTERIES (INSTALLATION) 180AH 12V AGM 0 (PCS) |  | Qatar |  |  |  |  | D-1AF21912AA | D-1AF21912AA